## INFO ¦ Org Filters
EPRI Vetted Product List
Updated February 6, 2026
The EPRI Vetted Product List (VPL) is a list of electric vehicle supply equipment (EVSE) vetted by EPRI against specific qualification criteria. This Excel-based list is designed to support utilities and other organizations that would like some level of vetting for equipment that is a part of their projects or programs. EVSE on this list include standalone EVSE, Network Capable EVSE, and Fully Networked EVSE.
The VPL will be updated as new products are vetted. Updates will be published on an EPRI public web portal.
Disclaimer – EPRI has examined the Technologies and Entities on this Vetted Product List (VPL) and EPRI’s assessment is current as of the time of issuance. Users of this VPL are responsible for complying with U.S. trade controls and related laws which are frequently updated and may differ from when the VPL was issued.
TABS:
INFO |  | A detailed description of the Vetted Product List (VPL) and Organization Criteria Lists
Full List |  | Main Vetted Product List
ComEd |  | Filtered EVSE that meet ComEd's program requirements
Eversource/UI |  | Filtered EVSE that meet Eversource/UI's program requirements
Georgia Power |  | Filtered EVSE that meet Georgia Power Company's program requirements
Massachusetts |  | Filtered EVSE that meet the Eversource, National Grid, and Unitil Massachusetts program requirements
NEVI |  | EVSE that attest to meeting the screened National Electric Vehicle Initiative program criteria
NYSERDA |  | Filtered EVSE that meet NYSERDA's program requirements for their School Bus Incentive Program
Oregon DOT |  | Filtered EVSE that meet Oregon Department of Transportation program requirements
Pacific Gas and Electric |  | Filtered EVSE that meet Pacific Gas & Electric's program requirements
PacifiCorp |  | Filtered EVSE that meet PacifiCorp's program requirements
Portland General Electric |  | Filtered EVSE/Networks that meet Portland General Electric's program requirements
PSEG-LI |  | Filtered EVSE that meet PSEG Long Island's program requirements
Salt River Project |  | Filtered EVSE that meet Salt River Project's program requirements
San Diego Gas and Electric |  | Filtered EVSE that meet San Diego Gas & Electric program requirements
Seattle City Light |  | Filtered EVSE that meet Seattle City Light program requirements
Southern California Edison Charge Ready |  | Filtered EVSE that meet Southern California Edison program requirements
WAEVCP |  | Filtered EVSE that meet WAEVCP program requirements
Qualification Criteria List |  | Full definitions and descriptions of the criterion evaluated. Create your custom set of criteria here.
Revision History |  | Tracks how the criteria list has changed over time
Criteria Filter Lists by Organization (alphabetical order):
ComEd (Residential) |  |  |  | Eversource/UI (AC) |  | Eversource/UI (DC) |  |  | Georgia Power Company | Joint Utilities of NY:
([1-1(AC)] or [1-1(DC)] NRTL Listing: UL2594/2202 [1-5] Energy Star [3-3] Supports Remote Demand Response |  |  |  | [1-1] NRTL Listing: UL2594 [1-2A] Connector: J1772 [1-3] Power Quality ([3-1A] or [3-1B] or [3-1C] or [3-1D] or [3-1E] or [3-4A] or [3-4B] or [3-4C] or [3-4D] or [3-4E]) OCPP 1.6 or newer Capable [3-2] Remote Firmware Maintenance [FE-16] Data Communications |  | [1-1] NRTL Listing: UL2202 [1-2A] Connector: J1772-CCS [1-3] Power Quality ([3-1A] or [3-1B] or [3-1C] or [3-1D] or [3-1E] or [3-4A] or [3-4B] or [3-4C] or [3-4D] or [3-4E]) OCPP 1.6 or newer Capable [3-2] Remote Firmware Maintenance [FE-16] Data Communications |  |  | ([1-1(AC)] or [1-1(DC)] or [1-1(WR)] NRTL Listing: UL2594/2202/2750 [Category = (Fully Networked) or (Network Capable)] | [1-1] NRTL Listing: UL2594/UL2202 ([3-4A] or [3-4B] or [3-4C] or [3-4D] or [3-4E]) OCPP 2.0.1 Capable [FE-9A] ISO15118
Massachusetts (AC): |  |  |  | Massachusetts (DC): |  | NEVI AFC Corridor (DCFC) |  |  | NEVI Non-AFC Corridor (DCFC) | NYSERDA
[1-1] NRTL Listing: UL2594 [SS-1] State Appliance Standards Database |  |  |  | [1-1] NRTL Listing: UL2202 [1-2A] Connector: J1772-CCS [1-4] FCC RF [2-1] Outdoor Rated: NEMA 3R [2-3] ADA Compliant ([3-1A] or [3-1B] or [3-1C] or [3-1D] or [3-1E] or [3-4A] or [3-4B] or [3-4C] or [3-4D] or [3-4E]) OCPP 1.6 or newer Capable [FE-13] Network Comms Security [FE-14] Remote software update [FE-15] Remote monitoring [FE-16] Data Communications |  | [1-1] NRTL Listing: UL2202 [FE-1A] [FE-1C] [FE-2(DC)] [FE-3(DC)] [FE-4 (DC)] [FE-5A] [FE-5B] [FE-5C] [FE-5D] [FE-8] [FE-9A] [FE-9B] [FE-10A] [FE-10B] [FE-11] [FE-12] [FE-13] [FE-14] [FE-15] [FE-16] [FE-17] [FE-18] [FE-19] [FE-20] [FE-21] *[FE-22] not included due to limited data |  |  | [1-1 (DC)] [FE-1A] [FE-1C] [FE-2(DC)] [FE-4 (DC)] [FE-5A] [FE-5B] [FE-5C] [FE-5D] [FE-8] [FE-9A] [FE-9B] [FE-10A] [FE-10B] [FE-11] [FE-12] [FE-13] [FE-14] [FE-15] [FE-16] [FE-17] ([FE-18] [FE-19] [FE-20] [FE-21] *[FE-22] not included due to limited data | [Max Power (kW)] >= 19.2 [1-1] NRTL Listing: UL2594/2202 [1-5] EnergyStar [2-1] Outdoor Rated: NEMA 3R ([3-1A] or [3-1B] or [3-1C] or [3-1D] or [3-1E] or [3-4A] or [3-4B] or [3-4C] or [3-4D] or [3-4E]) OCPP 1.6 Capable [3-3] Supports Remote Demand Response * Removed [1-6] CTEP/NTEP on 4/7/2025 based on organization request.
Oregon Department of Transportation - Charging Hardware: |  |  |  | Oregon Department of Transportation - Network (less than 4 ports): |  | Oregon Department of Transportation - Network (4 or more ports): |  |  | Pacific Gas and Electric - Fleet: | PacifiCorp (Residential)
[1-1(AC)] NRTL Listing: UL2594 [Max Power >= 7.2kW] [Category = (Network Capable) or (Fully Networked)] ([1-2A(AC) or [1-2C(AC)]) Connector: J1772/J3400 [1-5] Energy Star [2-1] Outdoor Rated: NEMA 3R [2-2(AC)] Temp Range *[2-7B] - Minimum Warranty 2yrs ([3-1A] or [3-1B] or [3-1C] or [3-1D] or [3-4A] or [3-4B] or [3-4C] or [3-4E]) OCPP Capable [3-3] Supports Remote DR [FE-15] EVSE Remote Monitoring *NOTE - filter will be used in next round of ODOT program. |  |  |  | ([4-1A] or [4-1B] or [4-1C] or [4-7A] or [4-7B] or [4-7C]) OCPP *([4-9] or [CA-3]) Customer Support *[FE-5A] Payment – CC/Toll free/SMS [FE-5B] - Payment - Membership *([FE-10B] or [FE-11]) OCPI [FE-15] Remote Monitoring [FE-19] Price Display [FE-20] Other Fees *NOTE - filter will be used in next round of ODOT program. |  | ([4-1A] or [4-1B] or [4-1C] or [4-7A] or [4-7B] or [4-7C]) OCPP ([4-3] or [4-8]) Network Support of Demand Response *([4-9] or [CA-3]) Customer Support *[FE-5A] Payment – CC/Toll free/SMS [FE-5B] - Payment - Membership *([FE-10B] or [FE-11]) OCPI [FE-15] Remote Monitoring [FE-19] Price Display [FE-20] Other Fees *NOTE - filter will be used in next round of ODOT program. |  |  | [1-1] NRTL Listing: UL2594/2202 [1-2A] Connector: J1772/CCS [1-3] Power Quality: SAE J2894/1 [2-1] Outdoor Rated: NEMA 3R [2-3] ADA Compliant ([3-1A] or [3-1B] or [3-1C] or [3-1D] or [3-1E] or [3-4A] or [3-4B] or [3-4C] or [3-4D] or [3-4E]) OCPP 1.6 Capable [3-2] Remote Firmware Maintenance [3-3] Supports Remote Demand Response [CA-10] ISO 15118 Capable | [1-1] NRTL Listing: UL2594 [1-2A] Connector: J1772 [1-4] RF emissions [2-1] Outdoor Rated: NEMA 3R [2-2 (AC)] Operating Temperature Range [2-3] ADA Compliant [2-4] Hardwired Installation [2-8] Commercial Use (EVSE meant for Commercial Use have been excluded) ([3-1A] or [3-1B] or [3-1C] or [3-1D] or [3-1E] or [3-4A] or [3-4B] or [3-4C] or [3-4D] or [3-4E]) OCPP 1.6 Capable [3-2] Remote Firmware Maintenance [3-3] Supports Remote Demand Response
PacifiCorp (Commercial AC) |  |  |  | PacifiCorp (Commercial DC) |  | PacifiCorp (Fleet AC) |  |  | PacifiCorp (Fleet DC) | PacifiCorp (Network, Fleet)
[1-1] NRTL Listing: UL2594 [1-2A (AC)] Connector: J1772 [1-3] Power Quality: SAE J2894/1 [1-4] RF emissions [2-1] Outdoor Rated: NEMA 3R [2-2 (AC)] Operating Temperature Range [2-3] ADA Compliant [2-4] Hardwired Installation ([3-1A] or [3-1B] or [3-1C] or [3-1D] or [3-1E] or [3-4A] or [3-4B] or [3-4C] or [3-4D] or [3-4E]) OCPP 1.6 Capable [3-2] Remote Firmware Maintenance [3-3] Supports Remote Demand Response [FE-5A] Payment Methods [OC-3] PacifiCorp Data Sharing Agreement |  |  |  | [1-1(DC)] NRTL Listing: UL2202 [1-2A(DC) or 1-2C(DC) or 1-2D(DC)] Connector [1-3] Power Quality: SAE J2894/1 [1-4] RF emissions [2-1] Outdoor Rated: NEMA 3R [2-2 (DC)] Operating Temperature Range [2-3] ADA Compliance support [2-4] Hardwired Installation ([3-1A] or [3-1B] or [3-1C] or [3-1D] or [3-1E] or [3-4A] or [3-4B] or [3-4C] or [3-4D] or [3-4E]) OCPP 1.6 or newer Capable [3-2] Remote Firmware Maintenance [3-3] Supports Remote Demand Response [CA-5] Credit Card Reader [FE-5A] Payment Methods [FE-9A] ISO15118-2 / ISO15118-3 [OC-3] PacifiCorp Data Sharing Agreement |  | [1-1] NRTL Listing: UL2594 [1-2A (AC)] Connector: J1772 [1-3] Power Quality: SAE J2894/1 [1-4] RF emissions [1-5] EnergyStar [2-1] Outdoor Rated: NEMA 3R [2-2 (AC)] Operating Temperature Range [2-3] ADA Compliant [2-4] Hardwired Installation ([3-1A] or [3-1B] or [3-1C] or [3-1D] or [3-1E] or [3-4A] or [3-4B] or [3-4C] or [3-4D] or [3-4E]) OCPP 1.6 Capable [3-2] Remote Firmware Maintenance [3-3] Supports Remote Demand Response [FE-9A] ISO15118-2 / ISO15118-3 [OC-3] PacifiCorp Data Sharing Agreement |  |  | [1-1(DC)] NRTL Listing: UL2202 [1-2A(DC) or 1-2C(DC) or 1-2D(DC)] Connector [1-3] Power Quality: SAE J2894/1 [1-4] RF emissions [2-1] Outdoor Rated: NEMA 3R [2-2 (DC)] Operating Temperature Range [2-3] ADA Compliance support [2-4] Hardwired Installation ([3-1A] or [3-1B] or [3-1C] or [3-1D] or [3-1E] or [3-4A] or [3-4B] or [3-4C] or [3-4D] or [3-4E]) OCPP 1.6 or newer Capable [3-2] Remote Firmware Maintenance [3-3] Supports Remote Demand Response [FE-4] DC Output Voltage [FE-9A] ISO15118-2 / ISO15118-3 [OC-3] PacifiCorp Data Sharing Agreement | [4-1D] OCPP1.6 [4-3] Network Support of Utility Demand Response [CA-3] Toll Free Number [FE-15] EVSE Remote Monitoring [FE-16] Data Communications [OC-3] PacifiCorp Data Sharing Agreement
PacifiCorp (Network, Commercial) |  |  |  | Portland General Electric (AC) |  | Portland General Electric (DC) |  |  | Portland General Electric (Networks) | PSEG-LI (AC)
[4-1D] OCPP1.6 [4-3] Network Support of Utility Demand Response [4-5] Network Communications Security [CA-3] Toll Free Number [FE-5D] Payment Methods [FE-15] EVSE Remote Monitoring [FE-16] Data Communications [OC-3] PacifiCorp Data Sharing Agreement |  |  |  | [1-1] NRTL Listing: UL2594 [1-2A (AC)] Connector: J1772 [1-4] RF emissions [2-1] Outdoor Rated: NEMA 3R [2-2 (AC)] Operating Temperature Range [2-3] ADA Compliant ([3-1A] or [3-1B] or [3-1C] or [3-1D] or [3-1E] or [3-4A] or [3-4B] or [3-4C] or [3-4D] or [3-4E]) OCPP 1.6 Capable [3-2] Remote Firmware Maintenance [3-3] Supports Remote Demand Response |  | [1-1(DC) or 1-1(WR)] NRTL Listing [1-2A(DC) or 1-2B(DC)] Connector [1-3] Power Quality: SAE J2894/1 [1-4] RF emissions [2-1] Outdoor Rated: NEMA 3R [2-2 (DC)] Operating Temperature Range [2-3] ADA Compliance support ([3-1A] or [3-1B] or [3-1C] or [3-1D] or [3-1E] or [3-4A] or [3-4B] or [3-4C] or [3-4D] or [3-4E]) OCPP 1.6 or newer Capable [3-2] Remote Firmware Maintenance [3-3] Supports Remote Demand Response |  |  | [4-1D] OCPP 1.6 or newer [4-8A or 4-8B] OpenADR2.0b [OC-4] PGE Data Sharing Agreement | [1-1] NRTL Listing: UL2594 [1-2A] Connector: J1772 [1-4] RF emissions [1-5] EnergyStar [2-1] Outdoor Rated: NEMA 3R [2-2 (AC)] Operating Temperature Range [2-4] Hardwired Installation [2-5] Fixed-in-place Installation [2-6] Permanently Attached Output Cable ([3-1A] or [3-1B] or [3-1C] or [3-1D] or [3-1E] or [3-4A] or [3-4B] or [3-4C] or [3-4D] or [3-4E]) OCPP 1.6/2.0.1 Capable [3-3] Supports Remote Demand Response
PSEG-LI (Networks) |  |  |  | Salt River Project (AC): |  | Salt River Project (DC): |  |  | Seattle City Light - Multifamily and Fleet (AC) | Seattle City Light - Fleet (DC)
[4-1D] OCPP1.6 [4-3] Network Support of Utility Demand Response [4-4] Network Security - SOC2 |  |  |  | [1-1] NRTL Listing: UL2594 [1-2A(AC)] Connector: J1772 [1-3(AC)] Power Quality: SAE J2894/1 [2-1] Outdoor Rated: NEMA 3R [2-2(AC)] Temp Range [2-3] ADA Compliant ([3-1A] or [3-1B] or [3-1C] or [3-1D] or [3-1E] or [3-4A] or [3-4B] or [3-4C] + [3-4D] + [3-4E]) OCPP 1.6 (or newer) Capable |  | [1-1] NRTL Listing: UL2202 [1-2A(DC)] Connector: J1772 CCS [1-3(DC)] Power Quality: SAE J2894/1 [2-1] Outdoor Rated: NEMA 3R [2-2(AC)] Temp Range [2-3] ADA Compliant ([3-1A] or [3-1B] or [3-1C] or [3-1D] or [3-1E] or [3-4A] or [3-4B] or [3-4C] + [3-4D] + [3-4E]) OCPP 1.6 (or newer) Capable |  |  | [Max Power (kW)] >= 6.6 kW [1-1(AC)] NRTL Listing: UL2594 [1-2A(AC)] Connector: J1772 ([3-1A] or [3-1B] or [3-1C] or [3-1D] or [3-1E] or [3-4A] or [3-4B] or [3-4C] or [3-4D] or [3-4E]) OCPP 1.6 or newer Capable | [Max Power (kW)] >= 50 kW [1-1] NRTL Listing: UL2202 [1-2A(DC) or 1-2B(DC) or 1-2D(DC)] Connector ([3-1A] or [3-1B] or [3-1C] or [3-1D] or [3-1E] or [3-4A] or [3-4B] or [3-4C] + [3-4D] + [3-4E]) OCPP 1.6 (or newer) Capable
Seattle City Light - Public L2 |  |  |  | Seattle City Light - Public DCFC |  | Seattle City Light - Networks |  |  | San Diego Gas and Electric - Power Your Drive (light duty): | San Diego Gas and Electric - Power Your Drive (Fleet - AC):
[Max Power (kW)] >= 6.6 kW [1-1(AC)] NRTL Listing: UL2594 [1-2A(AC)] Connector: J1772 ([3-1A] or [3-1B] or [3-1C] or [3-1D] or [3-1E] or [3-4A] or [3-4B] or [3-4C] or [3-4D] or [3-4E]) OCPP 1.6 or newer Capable [CA-11] Mobile Payment [FE-5B] Payment Methods - Membership |  |  |  | [Max Power (kW)] >= 50 kW [1-1] NRTL Listing: UL2202 [1-2A(DC) or 1-2B(DC) or 1-2C(DC)] Connector ([3-1A] or [3-1B] or [3-1C] or [3-1D] or [3-1E] or [3-4A] or [3-4B] or [3-4C] + [3-4D] + [3-4E]) OCPP 1.6 (or newer) Capable [CA-11] Mobile Payment [FE-5B] Payment Methods - Membership |  | [4-1D] OCPP 1.6 or newer [OC-5] Seattle City Light Data Sharing Agreement |  |  | [1-1(AC)] NRTL Listing: UL2594 [1-2A(AC)] Connector: J1772 [1-3] Power Quality: SAE J2894/1 [1-6] Energy Metering [2-1] Outdoor Rated: NEMA 3R [2-3] ADA Compliance support ([3-1A] or [3-1B] or [3-1C] or [3-1D] or [3-1E] or [3-4A] or [3-4B] or [3-4C] or [3-4D] or [3-4E]) OCPP 1.6 or newer Capable [3-2] Remote Firmware Maintenance [3-3] Supports Remote Demand Response [CA-10] ISO 15118 Capable [OC-1] Current Limit: 40A (AC Chargers) [OC-2] SCE Supplier Agreement | [1-1(AC)] NRTL Listing: UL2594 [1-2A(AC)] Connector: J1772 [1-3] Power Quality: SAE J2894/1 [1-6] Energy Metering [2-1] Outdoor Rated: NEMA 3R [2-3] ADA Compliance support ([3-1A] or [3-1B] or [3-1C] or [3-1D] or [3-1E] or [3-4A] or [3-4B] or [3-4C] or [3-4D] or [3-4E]) OCPP 1.6 or newer Capable [3-2] Remote Firmware Maintenance [3-3] Supports Remote Demand Response [CA-10] ISO 15118 Capable [OC-2] SCE Supplier Agreement
San Diego Gas and Electric - Power Your Drive (Fleet - DC): |  |  |  | Southern California Edison - CHARGE READY LIGHT DUTY: |  | Southern California Edison - CHARGE READY TRANSPORT: |  |  | WAEVCP - Public/Public Multifamily L2 | WAEVCP - Multifamily/Fleet/Workspace L2
[1-1(DC)] NRTL Listing: UL2202 [1-2A(DC) Connector: J1772-CCS [1-3] Power Quality: SAE J2894/1 [2-1] Outdoor Rated: NEMA 3R [2-3] ADA Compliance support ([3-1A] or [3-1B] or [3-1C] or [3-1D] or [3-1E] or [3-4A] or [3-4B] or [3-4C] or [3-4D] or [3-4E]) OCPP 1.6 or newer Capable [3-2] Remote Firmware Maintenance [3-3] Supports Remote Demand Response [CA-10] ISO 15118 Capable [OC-2] SCE Supplier Agreement |  |  |  | [1-1] NRTL Listing: UL2594/2202 [1-2A] Connector: J1772/CCS [1-3] Power Quality: SAE J2894/1 [2-1] Outdoor Rated: NEMA 3R [2-3] ADA Compliant ([3-1A] or [3-1B] or [3-1C] or [3-1D] or [3-1E] or [3-4A] or [3-4B] or [3-4C] or [3-4D] or [3-4E]) OCPP 1.6 Capable [3-2] Remote Firmware Maintenance [3-3] Supports Remote Demand Response [CA-10] ISO 15118 Capable [OC-1] Maximum Current Limit (AC Only) [OC-2] SCE Supplier Agreement |  | [1-1] NRTL Listing: UL2594/2202 [1-2A] Connector: J1772/CCS [1-3] Power Quality: SAE J2894/1 [2-1] Outdoor Rated: NEMA 3R [2-3] ADA Compliant ([3-1A] or [3-1B] or [3-1C] or [3-1D] or [3-1E] or [3-4A] or [3-4B] or [3-4C] or [3-4D] or [3-4E]) OCPP 1.6 Capable [3-2] Remote Firmware Maintenance [3-3] Supports Remote Demand Response [CA-10] ISO 15118 Capable [OC-2] SCE Supplier Agreement |  |  | Minimum Power: 6kW [1-1] NRTL Listing: UL2594 [1-2A] Connector: J1772 OR [1-2C] Connector: J3400 [1-5] EnergyStar ([3-1A] or [3-1B] or [3-1C] or [3-1D] or [3-1E] or [3-4A] or [3-4B] or [3-4C] or [3-4D] or [3-4E] or [FE-10A] or [FE-10B]) OCPP 1.6 or 2.0.1 Capable [FE-5A] Payment Methods - Credit Card [FE-5B] Payment Methods - Membership | Minimum Power: 6kW [1-1] NRTL Listing: UL2594 [1-2A] Connector: J1772 OR [1-2C] Connector: J3400 [1-5] EnergyStar ([3-1A] or [3-1B] or [3-1C] or [3-1D] or [3-1E] or [3-4A] or [3-4B] or [3-4C] or [3-4D] or [3-4E] or [FE-10A] or [FE-10B]) OCPP 1.6 or 2.0.1 Capable
WAEVCP - DCFC |  |  |  | WAEVCP - Networks
Minimum Power: 150kW [1-1(DC)] NRTL Listing: UL2202 [1-2A(DC)] Connector: J1772-CCS or [1-2C (DC)] Connector: J3400 [1-5] EnergyStar ([3-1A] or [3-1B] or [3-1C] or [3-1D] or [3-1E] or [3-4A] or [3-4B] or [3-4C] or [3-4D] or [3-4E] or [FE-10A] or [FE-10B]) OCPP 1.6 or 2.0.1 Capable [CA-10] ISO 15118 Capable [FE-5A] Payment Methods - Credit Card [FE-5B] Payment Methods - Membership |  |  |  | [FE-11] OCPI 2.2.1
DLC - Public: |  |  |  | DLC - Fleet: |  | DLC - L2: |  |  | DLC - Networks: | DLC - Networks (Fleets): | Org D (L2)
Max Power (kW): >50kW [1-1] NRTL Listing: UL 2202 [1-2A] Connector: J1772/CCS [1-3] Power Quality: SAE J2894/1 [2-1] Outdoor Rated: NEMA 3R [2-3] ADA Compliant ([3-1A] or [3-1B] or [3-1C] or [3-1D] or [3-1E] or [3-4A] or [3-4B] or [3-4C] or [3-4D] or [3-4E]) OCPP 1.6 Capable [3-3] Supports Remote Demand Response [FE-16] Data Communications |  |  |  | [1-1] NRTL Listing: UL 2202 [1-2A] Connector: J1772/CCS [1-3] Power Quality: SAE J2894/1 [2-1] Outdoor Rated: NEMA 3R [2-3] ADA Compliant ([3-1A] or [3-1B] or [3-1C] or [3-1D] or [3-1E] or [3-4A] or [3-4B] or [3-4C] or [3-4D] or [3-4E]) OCPP 1.6 Capable [3-3] Supports Remote Demand Response [FE-16] Data Communications |  | [1-1] NRTL Listing: UL 2594 [1-2A] Connector: J1772 [1-4] RF Emissions [1-6] CTEP/NTEP [2-1] Outdoor Rated: NEMA 3R [2-2 (AC)] Operating Temperature Range [2-3] ADA Compliant ([3-1A] or [3-1B] or [3-1C] or [3-1D] or [3-1E] or [3-4A] or [3-4B] or [3-4C] or [3-4D] or [3-4E]) OCPP 1.6 Capable [3-3] Supports Remote Demand Response [FE-16] Data Communications |  |  | [4-1D] OCPP1.6 Capable [4-3] or [4-8A] or [4-8B] Network Support of Utility Demand Response/Open ADR 2.0b [4-5] Network Communications Security [CA-5] or [FE-5A] Payment Methods [FE-13] Network Communications [FE-14] Remote Software Updates [FE-15] EVSE Remote Monitoring [FE-16] Data Communications [FE-21] Third Party Data [FE-22] Data Collection | [4-1D] OCPP1.6 Capable [4-3] or [4-8A] or [4-8B] Network Support of Utility Demand Response/Open ADR 2.0b [4-5] Network Communications Security [FE-13] Network Communications [FE-14] Remote Software Updates [FE-15] EVSE Remote Monitoring [FE-16] Data Communications [FE-21] Third Party Data [FE-22] Data Collection | [1-1] NRTL Listing: UL2594 [1-2A] Connector: J1772 [1-4] RF Emissions [1-6] CTEP [2-1] Outdoor Rated: NEMA 3R [2-2(AC)] Operating Temperature Range [2-3] ADA Compliant ([3-1A] or [3-1B] or [3-1C] or [3-1D] or [3-1E] or [3-4A]) OCPP 1.6 Capable [3-3] Supports Remote Demand Response [FE-16] Data Communications
For List Users:
It is up to you as to:
- Which product categories are compatible with your program, and
- Which criterion are REQUIRED by your program
The list is keyed to Electric Vehicle Supply Equipment (EVSE) Brand and Model Number
- If you are looking at specific networks, they may be on the list multiple times
EPRI will update the VPL as new products are added (this may be a very frequent occurrence in early 2023) - be sure to check for new lists frequently
The latest version of the VPL spreadsheet file will be located at a static URL
The overall vetting process is described on the EPRI EVSE Qualification Project web portal
- Includes meeting notes, application form, VPL, and feedback links
VPL Tab Descriptions:
Most tabs are self explanatory (such as model number). Some may need additional clarification.
Vetted by -
| SCE: |  | Materials have been transferred from the Southern California Edison Approved Product list; some criteria were not evaluated by SCE
| EPRI: |  | EPRI has vetted equipment based on vendor submitted Vetted Product Checklists for each model number evaluated
| PGE: |  | Materials have been transferred from the Portland General Electric Approved Product list; some criteria were not evaluated by PGE
Type -
| AC: |  | Alternating Current (AC) charger
| AC V2G |  | Alternating Current (AC) charger that is capable of supporting reverse power flow from the vehicle
| DC |  | Direct Current (DC) charger
| DC V2G |  | Direct Current (DC) charger that is capable of supporting reverse power flow from the vehicle
Network -
If unit has been evaluated as fully networked, the network that was used for the evaluation will be listed here
For Vendors That Wish to be on the EPRI VPL:
It is up to you as to which product categories you want your product vetted under:
The list is keyed to Electric Vehicle Supply Equipment (EVSE) Brand and Model Number
- If you are a network operator you will need to complete survey questions for each model of charger you want listed on your network
To get a product on the list, complete the VPL application form here.
EPRI will update the VPL as new products are added (this may be a very frequent occurrence in early 2023)
Your product will stay on the list indefinitely unless there is a technical reason for removing it, or you choose to have us remove it.
Product Categories:
EVSE ONLY - Non-networked |  |  |  |  | This is for EVSE products that do not offer networking capability
EVSE ONLY - Network Capable |  |  |  |  | This is for EVSE products that have network capability but are being offered independent of a specific network. Must support cellular, and/or WiFi, and/or ethernet connectivity.
Fully Networked EVSE |  |  |  |  | This is for fully networked EVSE products evaluated on a specific, named network. Must support cellular, and/or WiFi, and/or ethernet connectivity.
Network ONLY |  |  |  |  | This is for evaluation of the network only, independent of EVSE products. NRTL product listing requirement is not applicable to this category.
Criteria / Category Mapping:
Six Sets of Criteria:
Three Product Categories: | [6 empty] | EVSE Electrical
EVSE Only (Non-networked) | [6 empty] | EVSE Physical
EVSE Only (Network Capable) | [6 empty] | EVSE Network Capability
Networked EVSE | [6 empty] | Network
Network ONLY | [6 empty] | State Specific Criteria
Federal (NEVI)
Custom
M
ARE MAPPED TO

## Full List
EPRI Vetted Product List
Updated February 6, 2026
Welcome to EPRI's Vetted Product List (VPL). For more information about how to use this sheet, please navigate to 'INFO'.
KEY:
2 | Certificate Verified
1 | Vendor Attested
-1 | Not Compliant
0 | Data Not Available
-2 | Not Applicable | [13 empty] | EVSE Electrical | [19 empty] | EVSE Physical | [11 empty] | EVSE Network Capability | [11 empty] | Network | [33 empty] | Federal (NEVI) Criteria | [34 empty] | Custom
[12 empty] | NRTL Listed (UL2594) | NRTL Listed (UL 2202) | NRTL Listed (UL 2750) | Connector (J1772) | Connector (J3068) | Connector (J3400) | Connector (J1772 CCS) | Connector (CHAdeMO) | Connector (J3400) | Connector (J3105) | Connector (J2954) | Connector (J2954-2) | Power Quality | Power Quality | Power Quality | RF Em | RF Em - Residential (Class B) | EnergyStar | Type Eval Meter (NTEP) | Type Eval Meter (CTEP) | Enclosure | Temp | Temp | ADA | Hardwired Installation | Fixed-in-place Installation | Permanently Attached Cable | Warranty - 1YR | Warranty - 2YR | Warranty - 3YR | Warranty - 5YR | Commercial | OCPP Oper 1.6 | OCPP Cert Sub 1.6 | OCPP Cert Full 1.6 | OCPP Sec 1.6 | OCPP Capab 1.6 | Rem Firm Update | Rem DR | OCPP Oper 2.0.1 | OCPP Cert Core 2.0.1 | OCPP Cert Advanced Security 2.0.1 | NA - OCPP 2.0.1 | OCPP Capa 2.0.1 | OCPP Oper 1.6 | OCPP Cert Full 1.6 | OCPP Sec 1.6 | OCPP Capa 1.6 | Data | DR API | SOC2 | PCI | Roaming | OCPP Oper 2.0.1 | OCPP Cert Core 2.0.1 | OCPP Adv Security 2.0.1 | OCPP Capa 2.0.1 | OpenADR2.0 Capability | OpenADR2.0 Certification | Customer Support | Labeling | Labeling | Fee Discl | Toll Free # | Subscription | Credit Card | Roaming | Reporting | NIST Meter | CEC ISO 15118 | Credit Card Reader | Mobile Payment | Mobile Payment | Toll Free Number | Fee Disclosure | Subscription | Language Requirements | Interop (OCPP 1.6) | State Appliance Standards Database | Buy America | Buy America | Connector Type | Connector Type | Min Power | Min Power | DC Output Voltage | Payment Methods | Payment Methods | Payment Methods | Payment Methods | Equipment Cert | Energy Star | Cust Service | Interop (ISO 15118 CAPABLE) | Interop (ISO 15118) | OCPP 1.6J | OCPP 2.0.1 | OCPI 2.2.1 | Net Switch | Charger to Charger Comm | Rem Software Update | Rem Mon | Data Comm | Common User Cred | Disrupt Network Conn | Price Comm - Display | Price Comm - Other | Third Party Data | Data Collection | SCE Maximum Current | [Hidden] Mirror for SCE -40 mechanism | SCE Contract Signed | PacifiCorp Agreement Signed | Portland General Electric Data Sharing Agreement | Seattle City Light DSA | SCL Agreement Date | Eversource CT Legacy Equipment
Brand | Model Number | Model Name | Vetted by | Type | Max Power (kW) | Last Updated | Initial Vetting Date | Category | Network | PORT NOTES | NOTES | 1-1 (AC) | 1-1 (DC) | 1-1 (WR) | 1-2A (AC) | 1-2B (AC) | 1-2C (AC) | 1-2A (DC) | 1-2B (DC) | 1-2C (DC) | 1-2D (DC) | 1-2A (WR) | 1-2B (WR) | 1-3 (AC) | 1-3 (DC) | 1-3 (WR) | 1-4A | 1-4B | 1-5 | 1-6A | 1-6B | 2-1 | 2-2 (AC) | 2-2 (DC) | 2-3 | 2-4 | 2-5 | 2-6 | 2-7A | 2-7B | 2-7C | 2-7D | 2-8 | 3-1A | 3-1B | 3-1C | 3-1D | 3-1E | 3-2 | 3-3 | 3-4A | 3-4B | 3-4C | 3-4D | 3-4E | 4-1A | 4-1B | 4-1C | 4-1D | 4-2 | 4-3 | 4-4 | 4-5 | 4-6 | 4-7A | 4-7B | 4-7C | 4-7D | 4-8A | 4-8B | 4-9 | CA-1 (AC) | CA-1 (DC) | CA-2 | CA-3 | CA-4 | CA-5 | CA-6 | CA-7 | CA-8 | CA-10 | CA-11 | WA-1 | WA-2 | WA-3 | WA-4 | WA-5 | WA-6 | WA-7 | SS-1 | FE-1A | FE-1C | FE-2 (AC) | FE-2(DC) | FE-3(AC) | FE-3(DC) | FE-4 (DC) | FE-5A | FE-5B | FE-5C | FE-5D | FE-6 | FE-7 (AC) | FE-8 | FE-9A | FE-9B | FE-10A | FE-10B | FE-11 | FE-12 | FE-13 | FE-14 | FE-15 | FE-16 | FE-17 | FE-18 | FE-19 | FE-20 | FE-21 | FE-22 | OC-1 | OC-1X | OC-2 | OC-3 | OC-4 | OC-5 | OC-5X | OC-6
ABB | 6AGC081291 | Terra AC Wallbox UL TAC-W19-P8-RD-MCD-0 | SCE | AC | 19.2 | 2024-07-01 | 2024-07-01 | Network Capable | NA |  |  | 2 | -2 | -2 | 1 | 0 | 0 | -2 | -2 | -2 | -2 | -2 | -2 | 1 | -2 | -2 | 0 | 0 | 2 | 2 | -1 | 1 | 0 | -2 | 1 | 1 | 1 | 1 | 0 | 0 | 0 | 0 | 1 | 0 | -1 | -1 | -1 | 1 | 1 | 1 | 0 | -1 | -1 | -2 | 0 | -2 | -2 | -2 | -2 | -2 | -2 | -2 | -2 | -2 | -2 | -2 | -2 | -2 | -2 | -2 | -2 | 0 | -2 | 0 | -2 | -2 | 0 | -2 | 0 | -1 | -1 | 0 | 0 | 0 | -2 | -2 | -2 | 0 | 0 | 1 | 0 | -2 | 0 | -2 | 0 | -2 | -2 | 0 | 0 | 0 | 0 | 2 | 0 | 0 | 0 | 0 | 0 | 0 | -2 | 0 | 0 | 0 | 0 | 0 | -2 | 0 | -2 | -2 | -2 | 0 | -1 | 1 | 1 | -1 | -2 | -2 |  | 1
ABB | 6AGC082553 | Terra AC Wallbox UL TAC-W9-P8-RD-MCD-0 | SCE | AC | 9.6 | 2024-07-01 | 2024-07-01 | Network Capable | NA |  |  | 2 | -2 | -2 | 1 | 0 | 0 | -2 | -2 | -2 | -2 | -2 | -2 | 1 | -2 | -2 | 0 | 0 | 2 | 2 | -1 | 1 | 0 | -2 | 1 | 1 | 1 | 1 | 0 | 0 | 0 | 0 | 1 | 0 | -1 | -1 | -1 | 1 | 1 | 1 | 0 | -1 | -1 | -2 | 0 | -2 | -2 | -2 | -2 | -2 | -2 | -2 | -2 | -2 | -2 | -2 | -2 | -2 | -2 | -2 | -2 | 0 | -2 | 0 | -2 | -2 | 0 | -2 | 0 | -1 | -1 | 0 | 0 | 0 | -2 | -2 | -2 | 0 | 0 | 1 | 0 | -2 | 0 | -2 | 0 | -2 | -2 | 0 | 0 | 0 | 0 | 2 | 0 | 0 | 0 | 0 | 0 | 0 | -2 | 0 | 0 | 0 | 0 | 0 | -2 | 0 | -2 | -2 | -2 | 0 | 1 | 1 | 1 | -1 | -2 | -2 |  | 1
ABB | 6AGC105902 | Terra AC Wallbox UL | SCE | AC | 9.6 | 2024-07-01 | 2024-07-01 | Network Capable | NA |  |  | 2 | -2 | -2 | 1 | 0 | 0 | -2 | -2 | -2 | -2 | -2 | -2 | 1 | -2 | -2 | 0 | 0 | 0 | -1 | -1 | 1 | 0 | -2 | 1 | 1 | 1 | 1 | 0 | 0 | 0 | 0 | 1 | 0 | -1 | -1 | -1 | 1 | 1 | 1 | 0 | -1 | -1 | -2 | 0 | -2 | -2 | -2 | -2 | -2 | -2 | -2 | -2 | -2 | -2 | -2 | -2 | -2 | -2 | -2 | -2 | 0 | -2 | 0 | -2 | -2 | 0 | -2 | 0 | -1 | -1 | 0 | 0 | 0 | -2 | -2 | -2 | 0 | 0 | 0 | 0 | -2 | 0 | -2 | 0 | -2 | -2 | 0 | 0 | 0 | 0 | 2 | 0 | 0 | 0 | 0 | 0 | 0 | -2 | 0 | 0 | 0 | 0 | 0 | -2 | 0 | -2 | -2 | -2 | 0 | 1 | 1 | 1 | -1 | -2 | -2 |  | 1
ABB | 6AGC105903 | Terra AC Wallbox UL | SCE | AC | 19.2 | 2024-07-01 | 2024-07-01 | Network Capable | NA |  |  | 2 | -2 | -2 | 1 | 0 | 0 | -2 | -2 | -2 | -2 | -2 | -2 | 1 | -2 | -2 | 0 | 0 | 0 | -1 | -1 | 1 | 0 | -2 | 1 | 1 | 1 | 1 | 0 | 0 | 0 | 0 | 1 | 0 | -1 | -1 | -1 | 1 | 1 | 1 | 0 | -1 | -1 | -2 | 0 | -2 | -2 | -2 | -2 | -2 | -2 | -2 | -2 | -2 | -2 | -2 | -2 | -2 | -2 | -2 | -2 | 0 | -2 | 0 | -2 | -2 | 0 | -2 | 0 | -1 | -1 | 0 | 0 | 0 | -2 | -2 | -2 | 0 | 0 | 0 | 0 | -2 | 0 | -2 | 0 | -2 | -2 | 0 | 0 | 0 | 0 | 2 | 0 | 0 | 0 | 0 | 0 | 0 | -2 | 0 | 0 | 0 | 0 | 0 | -2 | 0 | -2 | -2 | -2 | 0 | -1 | 1 | 1 | -1 | -2 | -2 |  | 1
ABB | 6AGC105904 | Terra AC Wallbox UL | SCE | AC | 19.2 | 2024-07-01 | 2024-07-01 | Network Capable | NA |  |  | 2 | -2 | -2 | 1 | 0 | 0 | -2 | -2 | -2 | -2 | -2 | -2 | 1 | -2 | -2 | 0 | 0 | 0 | -1 | -1 | 1 | 0 | -2 | 1 | 1 | 1 | 1 | 0 | 0 | 0 | 0 | 1 | 0 | -1 | -1 | -1 | 1 | 1 | 1 | 0 | -1 | -1 | -2 | 0 | -2 | -2 | -2 | -2 | -2 | -2 | -2 | -2 | -2 | -2 | -2 | -2 | -2 | -2 | -2 | -2 | 0 | -2 | 0 | -2 | -2 | 0 | -2 | 0 | -1 | -1 | 0 | 0 | 0 | -2 | -2 | -2 | 0 | 0 | 0 | 0 | -2 | 0 | -2 | 0 | -2 | -2 | 0 | 0 | 0 | 0 | 2 | 0 | 0 | 0 | 0 | 0 | 0 | -2 | 0 | 0 | 0 | 0 | 0 | -2 | 0 | -2 | -2 | -2 | 0 | -1 | 1 | 1 | -1 | -2 | -2 |  | 1
ABB | 6AGC105905 | Terra AC Wallbox UL | SCE | AC | 9.6 | 2024-07-01 | 2024-07-01 | Network Capable | NA |  |  | 2 | -2 | -2 | 1 | 0 | 0 | -2 | -2 | -2 | -2 | -2 | -2 | 1 | -2 | -2 | 0 | 0 | 0 | -1 | -1 | 1 | 0 | -2 | 1 | 1 | 1 | 1 | 0 | 0 | 0 | 0 | 1 | 0 | -1 | -1 | -1 | 1 | 1 | 1 | 0 | -1 | -1 | -2 | 0 | -2 | -2 | -2 | -2 | -2 | -2 | -2 | -2 | -2 | -2 | -2 | -2 | -2 | -2 | -2 | -2 | 0 | -2 | 0 | -2 | -2 | 0 | -2 | 0 | -1 | -1 | 0 | 0 | 0 | -2 | -2 | -2 | 0 | 0 | 0 | 0 | -2 | 0 | -2 | 0 | -2 | -2 | 0 | 0 | 0 | 0 | 2 | 0 | 0 | 0 | 0 | 0 | 0 | -2 | 0 | 0 | 0 | 0 | 0 | -2 | 0 | -2 | -2 | -2 | 0 | 1 | 1 | 1 | -1 | -2 | -2 |  | 1
ABB | A400 | A400 | EPRI | DC | 400 | 2024-09-19 | 2024-09-19 | Network Capable |  | Dual port. | Dual port. | -2 | 2 | -2 | -2 | -2 | -2 | 1 | -1 | -1 | -1 | -2 | -2 | -2 | 1 | -2 | 2 | -2 | -1 | -1 | -1 | 1 | -2 | 1 | 1 | 1 | 0 | 0 | 0 | 0 | 0 | 0 | 0 | 1 | -1 | -1 | -1 | 1 | 1 | 1 | 1 | -1 | -1 | -2 | 1 | -2 | -2 | -2 | -2 | -2 | -2 | -2 | -2 | -2 | -2 | -2 | -2 | -2 | -2 | -2 | -2 | -2 | 1 | -2 | -2 | -2 | 1 | -2 | -2 | -2 | 1 | 1 | 1 | 1 | -2 | -2 | -2 | 1 | -2 | -2 | 1 | 1 | -2 | 1 | -2 | 1 | 1 | 1 | -1 | -1 | -1 | 2 | -2 | 1 | 1 | 1 | 1 | 1 | -2 | 1 | 1 | 1 | 1 | 1 | -2 | 1 | -2 | -2 | -2 | 0 | -2 | -2 | 1 | -1 | -2 | -2 |  | -2
ABB | C50S#NA### | C50 | EPRI | DC | 50 | 2025-08-08 | 2025-08-08 | Network Capable |  | Dual port. | Dual port. | -2 | 2 | -2 | -2 | -2 | -2 | 1 | -1 | 1 | -1 | -2 | -2 | -2 | 1 | -2 | 2 | -2 | -1 | 2 | 2 | 1 | -2 | 1 | 1 | 1 | 1 | 1 | 1 | 1 | 1 | 1 | 1 | 1 | -1 | -1 | -1 | 1 | 1 | 1 | 1 | -1 | -1 | -2 | 1 | -2 | -2 | -2 | -2 | -2 | -2 | -2 | -2 | -2 | -2 | -2 | -2 | -2 | -2 | -2 | -2 | -2 | 1 | -2 | -2 | -2 | 1 | -2 | -2 | -2 | 1 | 1 | 1 | 1 | -2 | -2 | -2 | 1 | -2 | -2 | -1 | -1 | -2 | 1 | -2 | -1 | 1 | 1 | 1 | 1 | 1 | 2 | -2 | 1 | 1 | 1 | 1 | 1 | -1 | 1 | 1 | 1 | 1 | 1 | -2 | 1 | -1 | -1 | -1 | 1 | -2 | -2 | 1 | -1 | -2 | -2 |  | -2
ABB | HVC100 | HVC-C | Eversource CT | DC | 100 | 2025-12-08 | 2025-12-08 | Network Capable |  |  |  | -2 | 2 | -2 | -2 | -2 | -2 | 0 | 0 | 0 | 0 | -2 | -2 | -2 | 0 | -2 | 0 | -2 | 0 | -1 | -1 | 0 | -2 | 0 | 0 | 0 | 0 | 0 | 0 | 0 | 0 | 0 | 0 | 0 | 0 | 0 | 0 | 0 | 0 | 0 | 0 | 0 | 0 | -2 | 0 | -2 | -2 | -2 | -2 | -2 | -2 | -2 | -2 | -2 | -2 | -2 | -2 | -2 | -2 | -2 | -2 | -2 | 0 | -2 | -2 | -2 | 0 | -2 | -2 | -2 | 0 | 0 | 0 | 0 | -2 | -2 | -2 | 0 | -2 | -2 | 0 | 0 | -2 | 0 | -2 | 0 | 0 | 0 | 0 | 0 | 0 | 0 | -2 | 0 | 0 | 0 | 0 | 0 | 0 | 0 | 0 | 0 | 0 | 0 | -2 | 0 | 0 | 0 | 0 | 0 | -2 | -2 | 0 | -2 | -2 | -2 |  | 1
ABB | HVC 150-C | HVC-C | EPRI/PGE | DC | 150 | 2026-01-12 | 2022-12-01 | Network Capable | NA |  | The HVC150-C is a depot style charger that can have up to 3 CCS1 depot boxes charging sequentially. | -2 | 2 | -2 | -2 | -2 | -2 | 1 | 0 | 0 | 0 | -2 | -2 | -2 | 1 | -2 | 2 | -2 | -1 | -1 | -1 | 1 | -2 | 1 | 1 | 1 | 1 | 1 | 0 | 0 | 0 | 0 | 1 | 1 | -1 | -1 | -1 | 1 | 1 | 1 | 1 | -1 | -1 | -2 | 1 | -2 | -2 | -2 | -2 | -2 | -2 | -2 | -2 | -2 | -2 | -2 | -2 | -2 | -2 | -2 | -2 | -2 | -1 | -1 | -2 | -2 | -1 | -2 | -1 | -1 | 1 | 0 | 0 | 0 | -2 | -2 | -2 | 0 | 0 | -2 | 1 | 1 | -2 | 1 | -2 | 1 | -1 | -1 | -1 | -1 | -1 | 2 | -2 | -1 | 1 | 1 | 1 | -1 | -2 | 1 | 1 | 1 | 1 | 1 | -2 | 1 | -2 | -2 | -2 | 0 | -2 | -2 | 1 | -1 | -2 | -2 |  | 1
ABB | HVC200-4D/2D | HVC-C | EPRI/PGE | DC | 200 | 2024-07-01 | 2024-07-01 | Network Capable | NA |  | Each power level can connect to a max of 4 Charging Interfaces (Ports). Each of which may be a CCS1 or Pantographs. NRTL certficate covers the pantograph for the product as well. | -2 | 2 | -2 | -2 | -2 | -2 | 1 | 0 | 0 | 0 | -2 | -2 | -2 | 1 | -2 | 2 | -2 | -1 | -1 | -1 | 1 | -2 | 1 | 1 | 1 | 1 | 1 | 0 | 0 | 0 | 0 | 1 | 1 | -1 | -1 | -1 | 1 | 1 | 1 | -1 | -1 | -1 | -2 | -1 | -2 | -2 | -2 | -2 | -2 | -2 | -2 | -2 | -2 | -2 | -2 | -2 | -2 | -2 | -2 | -2 | -2 | -1 | -1 | -2 | -2 | -1 | -2 | -1 | -1 | 1 | 0 | 0 | 0 | -2 | -2 | -2 | 0 | 0 | -2 | 1 | 1 | -2 | 1 | -2 | 1 | 1 | -1 | -1 | -1 | -1 | 2 | -2 | -1 | 1 | 1 | 1 | -1 | -2 | 1 | 1 | 1 | 1 | 1 | -2 | 1 | -2 | -2 | -2 | 0 | -2 | -2 | 1 | -1 | -2 | -2 |  | -2
ABB | HVC300-4D/2D | HVC-C | EPRI/PGE | DC | 300 | 2024-07-01 | 2024-07-01 | Network Capable | NA |  | Each power level can connect to a max of 4 Charging Interfaces (Ports). Each of which may be a CCS1 or Pantographs. NRTL certficate covers the pantograph for the product as well. | -2 | 2 | -2 | -2 | -2 | -2 | 1 | 0 | 0 | 0 | -2 | -2 | -2 | 1 | -2 | 2 | -2 | -1 | -1 | -1 | 1 | -2 | 1 | 1 | 1 | 1 | 1 | 0 | 0 | 0 | 0 | 1 | 1 | -1 | -1 | -1 | 1 | 1 | 1 | -1 | -1 | -1 | -2 | -1 | -2 | -2 | -2 | -2 | -2 | -2 | -2 | -2 | -2 | -2 | -2 | -2 | -2 | -2 | -2 | -2 | -2 | -1 | -1 | -2 | -2 | -1 | -2 | -1 | -1 | 1 | 0 | 0 | 0 | -2 | -2 | -2 | 0 | 0 | -2 | 1 | 1 | -2 | 1 | -2 | 1 | 1 | -1 | -1 | -1 | -1 | 2 | -2 | -1 | 1 | 1 | 1 | -1 | -2 | 1 | 1 | 1 | 1 | 1 | -2 | 1 | -2 | -2 | -2 | 0 | -2 | -2 | 1 | -1 | -2 | -2 |  | -2
ABB | HVC360-4D/2D | HVC-C | EPRI/PGE | DC | 360 | 2024-07-01 | 2024-07-01 | Network Capable | NA |  | Each power level can connect to a max of 4 Charging Interfaces (Ports). Each of which may be a CCS1 or Pantographs. NRTL certficate covers the pantograph for the product as well. | -2 | 2 | -2 | -2 | -2 | -2 | 1 | 0 | 0 | 0 | -2 | -2 | -2 | 1 | -2 | 2 | -2 | -1 | -1 | -1 | 1 | -2 | 1 | 1 | 1 | 1 | 1 | 0 | 0 | 0 | 0 | 1 | 1 | -1 | -1 | -1 | 1 | 1 | 1 | -1 | -1 | -1 | -2 | -1 | -2 | -2 | -2 | -2 | -2 | -2 | -2 | -2 | -2 | -2 | -2 | -2 | -2 | -2 | -2 | -2 | -2 | -1 | -1 | -2 | -2 | -1 | -2 | -1 | -1 | 1 | 0 | 0 | 0 | -2 | -2 | -2 | 0 | 0 | -2 | 1 | 1 | -2 | 1 | -2 | 1 | 1 | -1 | -1 | -1 | -1 | 2 | -2 | -1 | 1 | 1 | 1 | -1 | -2 | 1 | 1 | 1 | 1 | 1 | -2 | 1 | -2 | -2 | -2 | 0 | -2 | -2 | 1 | -1 | -2 | -2 |  | -2
ABB | Terra 124 ### | Terra 124 ### | SCE/PGE/Evergy | DC | 120 | 2026-01-12 | 2022-05-13 | Network Capable | NA | Available with 1 or 2 CCS1, CCS2 or CHAdeMO connectors | Available with 1 or 2 CCS1, CCS2 or CHAdeMO connectors | -2 | 2 | -2 | -2 | -2 | -2 | 1 | 1 | 0 | 0 | -2 | -2 | -2 | 1 | -2 | 2 | -2 | 2 | 2 | 2 | 1 | -2 | 1 | 1 | 1 | 1 | 1 | 0 | 0 | 0 | 0 | 1 | 1 | -1 | -1 | -1 | 1 | 1 | 1 | 0 | -1 | -1 | -2 | 0 | -2 | -2 | -2 | -2 | -2 | -2 | -2 | -2 | -2 | -2 | -2 | -2 | -2 | -2 | -2 | -2 | -2 | 0 | 0 | -2 | -2 | 0 | -2 | 0 | 1 | 1 | 0 | 0 | 0 | -2 | -2 | -2 | 0 | 0 | -2 | 0 | -2 | -2 | 0 | -2 | 0 | 0 | 0 | 0 | 0 | 1 | 2 | -2 | 0 | 1 | 0 | 0 | -2 | -2 | 1 | 1 | 0 | 0 | 0 | -2 | 0 | -2 | -2 | -2 | 0 | -2 | -2 | 1 | -1 | -2 | -2 |  | 1
ABB | Terra 184 ### | Terra 184 ### | EPRI/SCE/PGE/Evergy | DC | 180 | 2026-01-12 | 2022-12-01 | Network Capable | NA | Available with 1 or 2 CCS1, CCS2 or CHAdeMO connectors | Available with 1 or 2 CCS1, CCS2 or CHAdeMO connectors | -2 | 2 | -2 | -2 | -2 | -2 | 1 | 1 | 0 | 0 | -2 | -2 | -2 | 1 | -2 | 2 | -2 | 2 | 2 | 2 | 1 | -2 | 1 | 1 | 1 | 1 | 1 | 0 | 0 | 0 | 0 | 1 | 1 | -1 | -1 | -1 | 1 | 1 | 1 | 1 | 2 | 2 | -2 | 1 | -2 | -2 | -2 | -2 | -2 | -2 | -2 | -2 | -2 | -2 | -2 | -2 | -2 | -2 | -2 | -2 | -2 | 0 | 0 | -2 | -2 | 0 | -2 | 0 | 1 | 1 | 0 | 0 | 0 | -2 | -2 | -2 | 0 | 0 | -2 | 0 | -2 | -2 | 0 | -2 | 0 | 0 | 0 | 0 | 0 | 1 | 2 | -2 | 0 | 1 | 0 | 0 | -2 | -2 | 1 | 1 | 0 | 0 | 0 | -2 | 0 | -2 | -2 | -2 | 0 | -2 | -2 | 1 | -1 | -2 | -2 |  | 1
ABB | Terra 24 DC Wallbox | Terra DC Wallbox | SCE/PGE | DC | 24 | 2022-05-13 | 2022-05-13 | Network Capable | NA | 1x CCS1 connector 1x CHAdeMO connector | 1x CCS1 connector 1x CHAdeMO connector | -2 | 2 | -2 | -2 | -2 | -2 | 1 | 1 | 0 | 0 | -2 | -2 | -2 | 1 | -2 | 2 | -2 | 0 | -1 | 2 | 1 | -2 | 1 | 1 | 1 | 1 | 1 | 0 | 0 | 0 | 0 | 1 | 0 | -1 | -1 | -1 | 1 | 1 | 1 | 0 | -1 | -1 | -2 | 0 | -2 | -2 | -2 | -2 | -2 | -2 | -2 | -2 | -2 | -2 | -2 | -2 | -2 | -2 | -2 | -2 | -2 | 0 | 0 | -2 | -2 | 0 | -2 | 0 | -1 | 1 | 0 | 0 | 0 | -2 | -2 | -2 | 0 | 0 | -2 | 0 | -2 | -2 | 0 | -2 | 0 | 0 | 0 | 0 | 0 | 0 | 2 | -2 | 0 | 1 | 0 | 0 | -2 | -2 | 0 | 0 | 0 | 0 | 0 | -2 | 0 | -2 | -2 | -2 | 0 | -2 | -2 | 1 | -1 | -2 | -2 |  | -2
ABB | Terra 54 | Terra 54 UL | SCE/PGE/Evergy | DC | 50 | 2025-06-17 | 2024-07-01 | Network Capable | NA | 1x CCS1 connector 1x CHAdeMO connector | 1x CCS1 connector 1x CHAdeMO connector | -2 | 2 | -2 | -2 | -2 | -2 | 1 | 1 | 0 | 0 | -2 | -2 | -2 | 1 | -2 | 2 | -2 | 0 | 2 | -1 | 1 | -2 | 1 | 1 | 1 | 1 | 1 | 0 | 0 | 0 | 0 | 1 | 1 | -1 | -1 | -1 | 1 | 1 | 1 | 0 | -1 | -1 | -2 | 0 | -2 | -2 | -2 | -2 | -2 | -2 | -2 | -2 | -2 | -2 | -2 | -2 | -2 | -2 | -2 | -2 | -2 | 0 | 0 | -2 | -2 | 0 | -2 | 0 | -1 | 1 | 0 | 0 | 0 | -2 | -2 | -2 | 0 | 0 | -2 | 0 | -2 | -2 | 0 | -2 | 0 | 0 | 0 | 0 | 0 | 1 | 2 | -2 | 0 | 1 | 0 | 0 | -2 | -2 | 1 | 1 | 0 | 0 | 0 | -2 | 0 | -2 | -2 | -2 | 0 | -2 | -2 | 1 | -1 | -2 | -2 |  | 1
ABB | Terra 54 HV | Terra 54HV UL | SCE/PGE/Evergy | DC | 50 | 2025-06-17 | 2024-07-01 | Network Capable | NA | 1x CCS1 or CCS2 connector | 1x CCS1 or CCS2 connector | -2 | 2 | -2 | -2 | -2 | -2 | 1 | 0 | 0 | 0 | -2 | -2 | -2 | 1 | -2 | 0 | 0 | 0 | 2 | -1 | 1 | -2 | 1 | 1 | 1 | 1 | 1 | 0 | 0 | 0 | 0 | 1 | 1 | -1 | -1 | -1 | 1 | 1 | 1 | 0 | -1 | -1 | -2 | 0 | -2 | -2 | -2 | -2 | -2 | -2 | -2 | -2 | -2 | -2 | -2 | -2 | -2 | -2 | -2 | -2 | -2 | 0 | 0 | -2 | -2 | 0 | -2 | 0 | -1 | 1 | 0 | 0 | 0 | -2 | -2 | -2 | 0 | 0 | -2 | 0 | -2 | -2 | 0 | -2 | 0 | 0 | 0 | 0 | 0 | 1 | 2 | -2 | 0 | 1 | 0 | 0 | -2 | -2 | 1 | 1 | 0 | 0 | 0 | -2 | 0 | -2 | -2 | -2 | 0 | -2 | -2 | 1 | -1 | -2 | -2 |  | 1
ABB | Terra 94 ### | Terra 94 ### | SCE/PGE/Evergy | DC | 90 | 2025-06-17 | 2022-05-13 | Network Capable | NA | Available with 1 or 2 CCS1, CCS2 or CHAdeMO connectors | Available with 1 or 2 CCS1, CCS2 or CHAdeMO connectors | -2 | 2 | -2 | -2 | -2 | -2 | 1 | 1 | 0 | 0 | -2 | -2 | -2 | 1 | -2 | 2 | -2 | 0 | 2 | 2 | 1 | -2 | 1 | 1 | 1 | 1 | 1 | 0 | 0 | 0 | 0 | 1 | 1 | -1 | -1 | -1 | 1 | 1 | 1 | 0 | -1 | -1 | -2 | 0 | -2 | -2 | -2 | -2 | -2 | -2 | -2 | -2 | -2 | -2 | -2 | -2 | -2 | -2 | -2 | -2 | -2 | 0 | 0 | -2 | -2 | 0 | -2 | 0 | 1 | 1 | 0 | 0 | 0 | -2 | -2 | -2 | 0 | 0 | -2 | 0 | -2 | -2 | 0 | -2 | 0 | 0 | 0 | 0 | 0 | 1 | 2 | -2 | 0 | 1 | 0 | 0 | -2 | -2 | 1 | 1 | 0 | 0 | 0 | -2 | 0 | -2 | -2 | -2 | 0 | -2 | -2 | 1 | -1 | -2 | -2 |  | 1
ABB | Terra HP 175 | Terra HP | SCE/PGE | DC | 175 | 2022-12-01 | 2022-12-01 | Network Capable | NA |  | Modular system using liquid-cooled cables, 1x CCS1 connector and 1x CHAdeMO connector per dispenser | -2 | 2 | -2 | -2 | -2 | -2 | 1 | 1 | 0 | 0 | -2 | -2 | -2 | 1 | -2 | 2 | -2 | 0 | -1 | -1 | 1 | -2 | 1 | 1 | 1 | 1 | 1 | 0 | 0 | 0 | 0 | 1 | 0 | -1 | -1 | -1 | 1 | 1 | 1 | 0 | -1 | -1 | -2 | 0 | -2 | -2 | -2 | -2 | -2 | -2 | -2 | -2 | -2 | -2 | -2 | -2 | -2 | -2 | -2 | -2 | -2 | 0 | 0 | -2 | -2 | 0 | -2 | 0 | -1 | 1 | 0 | 0 | 0 | -2 | -2 | -2 | 0 | 0 | -2 | 0 | -2 | -2 | 0 | -2 | 0 | 0 | 0 | 0 | 0 | 0 | 2 | -2 | 0 | 0 | 0 | 0 | -2 | -2 | 0 | 0 | 0 | 0 | 0 | -2 | 0 | -2 | -2 | -2 | 0 | -2 | -2 | 1 | -1 | -2 | -2 |  | 1
ABB | Terra HP 350 | Terra HP | SCE/PGE | DC | 350 | 2024-07-01 | 2024-07-01 | Network Capable | NA |  | Modular system using liquid-cooled cables, 1x CCS1 connector and 1x CHAdeMO connector per dispenser | -2 | 2 | -2 | -2 | -2 | -2 | 1 | 1 | 0 | 0 | -2 | -2 | -2 | 1 | -2 | 2 | -2 | 0 | -1 | -1 | 1 | -2 | 1 | 1 | 1 | 1 | 1 | 0 | 0 | 0 | 0 | 1 | 0 | -1 | -1 | -1 | 1 | 1 | 1 | 0 | -1 | -1 | -2 | 0 | -2 | -2 | -2 | -2 | -2 | -2 | -2 | -2 | -2 | -2 | -2 | -2 | -2 | -2 | -2 | -2 | -2 | 0 | 0 | -2 | -2 | 0 | -2 | 0 | -1 | -1 | 0 | 0 | 0 | -2 | -2 | -2 | 0 | 0 | -2 | 0 | -2 | -2 | 0 | -2 | 0 | 0 | 0 | 0 | 0 | 0 | 2 | -2 | 0 | 0 | 0 | 0 | -2 | -2 | 0 | 0 | 0 | 0 | 0 | -2 | 0 | -2 | -2 | -2 | 0 | -2 | -2 | 1 | -1 | -2 | -2 |  | 1
ABM eMobility | (2) 6AGC067631 - (1) 6AGC101327 | ABM Terra HP 350 | SCE/PGE | DC | 350 | 2024-07-01 | 2024-07-01 | Network Capable | NA |  | Modular system using liquid-cooled cables, 1x CCS1 connector and 1x CHAdeMO connector per dispenser | -2 | 2 | -2 | -2 | -2 | -2 | 1 | 1 | 0 | 0 | -2 | -2 | -2 | 1 | -2 | 2 | -2 | 0 | -1 | -1 | 1 | -2 | 1 | 1 | 1 | 1 | 1 | 0 | 0 | 0 | 0 | 1 | 0 | -1 | -1 | -1 | 1 | 1 | 1 | 0 | -1 | -1 | -2 | 0 | -2 | -2 | -2 | -2 | -2 | -2 | -2 | -2 | -2 | -2 | -2 | -2 | -2 | -2 | -2 | -2 | -2 | 0 | 0 | -2 | -2 | 0 | -2 | 0 | -1 | -1 | 0 | 0 | 0 | -2 | -2 | -2 | 0 | 0 | -2 | 0 | -2 | -2 | 0 | -2 | 0 | 0 | 0 | 0 | 0 | 0 | 2 | -2 | 0 | 0 | 0 | 0 | -2 | -2 | 0 | 0 | 0 | 0 | 0 | -2 | 0 | -2 | -2 | -2 | 0 | -2 | -2 | 1 | -1 | -2 | -2 |  | -2
ABM eMobility | (2) 6AGC067632 - (2) 6AGC101327 | ABM Terra HP 350 | SCE/PGE | DC | 350 | 2024-07-01 | 2024-07-01 | Network Capable | NA |  | Modular system using liquid-cooled cables, 1x CCS1 connector and 1x CHAdeMO connector per dispenser | -2 | 2 | -2 | -2 | -2 | -2 | 1 | 1 | 0 | 0 | -2 | -2 | -2 | 1 | -2 | 2 | -2 | 0 | -1 | -1 | 1 | -2 | 1 | 1 | 1 | 1 | 1 | 0 | 0 | 0 | 0 | 1 | 0 | -1 | -1 | -1 | 1 | 1 | 1 | 0 | -1 | -1 | -2 | 0 | -2 | -2 | -2 | -2 | -2 | -2 | -2 | -2 | -2 | -2 | -2 | -2 | -2 | -2 | -2 | -2 | -2 | 0 | 0 | -2 | -2 | 0 | -2 | 0 | -1 | -1 | 0 | 0 | 0 | -2 | -2 | -2 | 0 | 0 | -2 | 0 | -2 | -2 | 0 | -2 | 0 | 0 | 0 | 0 | 0 | 0 | 2 | -2 | 0 | 0 | 0 | 0 | -2 | -2 | 0 | 0 | 0 | 0 | 0 | -2 | 0 | -2 | -2 | -2 | 0 | -2 | -2 | 1 | -1 | -2 | -2 |  | -2
ABM eMobility | 6AGC079381- DCWB22 C SP | ABM Terra 24 DC Wallbox | SCE/PGE | DC | 24 | 2024-07-01 | 2024-07-01 | Network Capable | NA | 1x CCS1 connector 1x CHAdeMO connector | 1x CCS1 connector 1x CHAdeMO connector | -2 | 2 | -2 | -2 | -2 | -2 | 1 | 1 | 0 | 0 | -2 | -2 | -2 | 1 | -2 | 2 | -2 | 0 | -1 | -1 | 1 | -2 | 1 | 1 | 1 | 1 | 1 | 0 | 0 | 0 | 0 | 1 | 0 | -1 | -1 | -1 | 1 | 1 | 1 | 0 | -1 | -1 | -2 | 0 | -2 | -2 | -2 | -2 | -2 | -2 | -2 | -2 | -2 | -2 | -2 | -2 | -2 | -2 | -2 | -2 | -2 | 0 | 0 | -2 | -2 | 0 | -2 | 0 | -1 | 1 | 0 | 0 | 0 | -2 | -2 | -2 | 0 | 0 | -2 | 0 | -2 | -2 | 0 | -2 | 0 | 0 | 0 | 0 | 0 | 0 | 2 | -2 | 0 | 1 | 0 | 0 | -2 | -2 | 0 | 0 | 0 | 0 | 0 | -2 | 0 | -2 | -2 | -2 | 0 | -2 | -2 | 1 | -1 | -2 | -2 |  | -2
ABM eMobility | 6AGC081364 - DCWB22 C 3P | ABM Terra 24 DC Wallbox | SCE/PGE | DC | 24 | 2024-07-01 | 2024-07-01 | Network Capable | NA | 1x CCS1 connector 1x CHAdeMO connector | 1x CCS1 connector 1x CHAdeMO connector | -2 | 2 | -2 | -2 | -2 | -2 | 1 | 1 | 0 | 0 | -2 | -2 | -2 | 1 | -2 | 2 | -2 | 0 | -1 | -1 | 1 | -2 | 1 | 1 | 1 | 1 | 1 | 0 | 0 | 0 | 0 | 1 | 0 | -1 | -1 | -1 | 1 | 1 | 1 | 0 | -1 | -1 | -2 | 0 | -2 | -2 | -2 | -2 | -2 | -2 | -2 | -2 | -2 | -2 | -2 | -2 | -2 | -2 | -2 | -2 | -2 | 0 | 0 | -2 | -2 | 0 | -2 | 0 | -1 | 1 | 0 | 0 | 0 | -2 | -2 | -2 | 0 | 0 | -2 | 0 | -2 | -2 | 0 | -2 | 0 | 0 | 0 | 0 | 0 | 0 | 2 | -2 | 0 | 1 | 0 | 0 | -2 | -2 | 0 | 0 | 0 | 0 | 0 | -2 | 0 | -2 | -2 | -2 | 0 | -2 | -2 | 1 | -1 | -2 | -2 |  | -2
ABM eMobility | 6AGC08281 - T54HV CJ + CCR | ABM Terra 54 HV | SCE/PGE | DC | 50 | 2024-07-01 | 2024-07-01 | Network Capable | NA | 1x CCS1 or CCS2 connector | 1x CCS1 or CCS2 connector | -2 | 2 | -2 | -2 | -2 | -2 | 1 | 0 | 0 | 0 | -2 | -2 | -2 | 1 | -2 | 0 | 0 | 0 | -1 | -1 | 1 | -2 | 0 | 1 | 1 | 1 | 1 | 0 | 0 | 0 | 0 | 1 | 0 | -1 | -1 | -1 | 1 | 1 | 1 | 0 | -1 | -1 | -2 | 0 | -2 | -2 | -2 | -2 | -2 | -2 | -2 | -2 | -2 | -2 | -2 | -2 | -2 | -2 | -2 | -2 | -2 | 0 | 0 | -2 | -2 | 0 | -2 | 0 | -1 | 1 | 0 | 0 | 0 | -2 | -2 | -2 | 0 | 0 | -2 | 0 | -2 | -2 | 0 | -2 | 0 | 0 | 0 | 0 | 0 | 0 | 2 | -2 | 0 | 1 | 0 | 0 | -2 | -2 | 0 | 0 | 0 | 0 | 0 | -2 | 0 | -2 | -2 | -2 | 0 | -2 | -2 | 1 | -1 | -2 | -2 |  | -2
ABM eMobility | 6AGC085478 - T124 CJ HC | ABM Terra 124 ### | SCE/PGE | DC | 120 | 2024-07-01 | 2024-07-01 | Network Capable | NA | Available with 1 or 2 CCS1, CCS2 or CHAdeMO connectors | Available with 1 or 2 CCS1, CCS2 or CHAdeMO connectors | -2 | 2 | -2 | -2 | -2 | -2 | 1 | 1 | 0 | 0 | -2 | -2 | -2 | 1 | -2 | 2 | -2 | 0 | 2 | -1 | 1 | -2 | 1 | 1 | 1 | 1 | 1 | 0 | 0 | 0 | 0 | 1 | 0 | -1 | -1 | -1 | 1 | 1 | 1 | 0 | -1 | -1 | -2 | 0 | -2 | -2 | -2 | -2 | -2 | -2 | -2 | -2 | -2 | -2 | -2 | -2 | -2 | -2 | -2 | -2 | -2 | 0 | 0 | -2 | -2 | 0 | -2 | 0 | 1 | 1 | 0 | 0 | 0 | -2 | -2 | -2 | 0 | 0 | -2 | 0 | -2 | -2 | 0 | -2 | 0 | 0 | 0 | 0 | 0 | 0 | 2 | -2 | 0 | 1 | 0 | 0 | -2 | -2 | 0 | 0 | 0 | 0 | 0 | -2 | 0 | -2 | -2 | -2 | 0 | -2 | -2 | 1 | -1 | -2 | -2 |  | -2
ABM eMobility | 6AGC085481 - T124 CC HC | ABM Terra 124 ### | SCE/PGE | DC | 120 | 2024-07-01 | 2024-07-01 | Network Capable | NA | Available with 1 or 2 CCS1, CCS2 or CHAdeMO connectors | Available with 1 or 2 CCS1, CCS2 or CHAdeMO connectors | -2 | 2 | -2 | -2 | -2 | -2 | 1 | 1 | 0 | 0 | -2 | -2 | -2 | 1 | -2 | 2 | -2 | 0 | 2 | -1 | 1 | -2 | 1 | 1 | 1 | 1 | 1 | 0 | 0 | 0 | 0 | 1 | 0 | -1 | -1 | -1 | 1 | 1 | 1 | 0 | -1 | -1 | -2 | 0 | -2 | -2 | -2 | -2 | -2 | -2 | -2 | -2 | -2 | -2 | -2 | -2 | -2 | -2 | -2 | -2 | -2 | 0 | 0 | -2 | -2 | 0 | -2 | 0 | 1 | 1 | 0 | 0 | 0 | -2 | -2 | -2 | 0 | 0 | -2 | 0 | -2 | -2 | 0 | -2 | 0 | 0 | 0 | 0 | 0 | 0 | 2 | -2 | 0 | 1 | 0 | 0 | -2 | -2 | 0 | 0 | 0 | 0 | 0 | -2 | 0 | -2 | -2 | -2 | 0 | -2 | -2 | 1 | -1 | -2 | -2 |  | -2
ABM eMobility | 6AGC100820 - T184 CC HC | ABM Terra 184 ### | SCE/PGE | DC | 180 | 2024-07-01 | 2024-07-01 | Network Capable | NA | Available with 1 or 2 CCS1, CCS2 or CHAdeMO connectors | Available with 1 or 2 CCS1, CCS2 or CHAdeMO connectors | -2 | 2 | -2 | -2 | -2 | -2 | 1 | 1 | 0 | 0 | -2 | -2 | -2 | 1 | -2 | 2 | -2 | 0 | 2 | -1 | 1 | -2 | 1 | 1 | 1 | 1 | 1 | 0 | 0 | 0 | 0 | 1 | 0 | -1 | -1 | -1 | 1 | 1 | 1 | 0 | -1 | -1 | -2 | 0 | -2 | -2 | -2 | -2 | -2 | -2 | -2 | -2 | -2 | -2 | -2 | -2 | -2 | -2 | -2 | -2 | -2 | 0 | 0 | -2 | -2 | 0 | -2 | 0 | 1 | 1 | 0 | 0 | 0 | -2 | -2 | -2 | 0 | 0 | -2 | 0 | -2 | -2 | 0 | -2 | 0 | 0 | 0 | 0 | 0 | 0 | 2 | -2 | 0 | 1 | 0 | 0 | -2 | -2 | 0 | 0 | 0 | 0 | 0 | -2 | 0 | -2 | -2 | -2 | 0 | -2 | -2 | 1 | -1 | -2 | -2 |  | -2
ABM eMobility | 6AGC101315 - T184 CJ HC | ABM Terra 184 ### | SCE/PGE | DC | 180 | 2024-07-01 | 2024-07-01 | Network Capable | NA | Available with 1 or 2 CCS1, CCS2 or CHAdeMO connectors | Available with 1 or 2 CCS1, CCS2 or CHAdeMO connectors | -2 | 2 | -2 | -2 | -2 | -2 | 1 | 1 | 0 | 0 | -2 | -2 | -2 | 1 | -2 | 2 | -2 | 0 | 2 | -1 | 1 | -2 | 1 | 1 | 1 | 1 | 1 | 0 | 0 | 0 | 0 | 1 | 0 | -1 | -1 | -1 | 1 | 1 | 1 | 0 | -1 | -1 | -2 | 0 | -2 | -2 | -2 | -2 | -2 | -2 | -2 | -2 | -2 | -2 | -2 | -2 | -2 | -2 | -2 | -2 | -2 | 0 | 0 | -2 | -2 | 0 | -2 | 0 | 1 | 1 | 0 | 0 | 0 | -2 | -2 | -2 | 0 | 0 | -2 | 0 | -2 | -2 | 0 | -2 | 0 | 0 | 0 | 0 | 0 | 0 | 2 | -2 | 0 | 1 | 0 | 0 | -2 | -2 | 0 | 0 | 0 | 0 | 0 | -2 | 0 | -2 | -2 | -2 | 0 | -2 | -2 | 1 | -1 | -2 | -2 |  | -2
ABM eMobility | 6AGC107092 - T54HV C | ABM Terra 54 HV | SCE/PGE | DC | 50 | 2024-07-01 | 2024-07-01 | Network Capable | NA | 1x CCS1 or CCS2 connector | 1x CCS1 or CCS2 connector | -2 | 2 | -2 | -2 | -2 | -2 | 1 | 0 | 0 | 0 | -2 | -2 | -2 | 1 | -2 | 0 | 0 | 0 | -1 | -1 | 1 | -2 | 0 | 1 | 1 | 1 | 1 | 0 | 0 | 0 | 0 | 1 | 0 | -1 | -1 | -1 | 1 | 1 | 1 | 0 | -1 | -1 | -2 | 0 | -2 | -2 | -2 | -2 | -2 | -2 | -2 | -2 | -2 | -2 | -2 | -2 | -2 | -2 | -2 | -2 | -2 | 0 | 0 | -2 | -2 | 0 | -2 | 0 | -1 | 1 | 0 | 0 | 0 | -2 | -2 | -2 | 0 | 0 | -2 | 0 | -2 | -2 | 0 | -2 | 0 | 0 | 0 | 0 | 0 | 0 | 2 | -2 | 0 | 1 | 0 | 0 | -2 | -2 | 0 | 0 | 0 | 0 | 0 | -2 | 0 | -2 | -2 | -2 | 0 | -2 | -2 | 1 | -1 | -2 | -2 |  | -2
ABM eMobility | 6AGC107314 - DCWB22 CJ SP | ABM Terra 24 DC Wallbox | SCE/PGE | DC | 24 | 2024-07-01 | 2024-07-01 | Network Capable | NA | 1x CCS1 connector 1x CHAdeMO connector | 1x CCS1 connector 1x CHAdeMO connector | -2 | 2 | -2 | -2 | -2 | -2 | 1 | 1 | 0 | 0 | -2 | -2 | -2 | 1 | -2 | 2 | -2 | 0 | -1 | -1 | 1 | -2 | 1 | 1 | 1 | 1 | 1 | 0 | 0 | 0 | 0 | 1 | 0 | -1 | -1 | -1 | 1 | 1 | 1 | 0 | -1 | -1 | -2 | 0 | -2 | -2 | -2 | -2 | -2 | -2 | -2 | -2 | -2 | -2 | -2 | -2 | -2 | -2 | -2 | -2 | -2 | 0 | 0 | -2 | -2 | 0 | -2 | 0 | -1 | 1 | 0 | 0 | 0 | -2 | -2 | -2 | 0 | 0 | -2 | 0 | -2 | -2 | 0 | -2 | 0 | 0 | 0 | 0 | 0 | 0 | 2 | -2 | 0 | 1 | 0 | 0 | -2 | -2 | 0 | 0 | 0 | 0 | 0 | -2 | 0 | -2 | -2 | -2 | 0 | -2 | -2 | 1 | -1 | -2 | -2 |  | -2
ABM eMobility | 6AGC107315 - DCWB22 CJ 3P | ABM Terra 24 DC Wallbox | SCE/PGE | DC | 24 | 2024-07-01 | 2024-07-01 | Network Capable | NA | 1x CCS1 connector 1x CHAdeMO connector | 1x CCS1 connector 1x CHAdeMO connector | -2 | 2 | -2 | -2 | -2 | -2 | 1 | 1 | 0 | 0 | -2 | -2 | -2 | 1 | -2 | 2 | -2 | 0 | -1 | -1 | 1 | -2 | 1 | 1 | 1 | 1 | 1 | 0 | 0 | 0 | 0 | 1 | 0 | -1 | -1 | -1 | 1 | 1 | 1 | 0 | -1 | -1 | -2 | 0 | -2 | -2 | -2 | -2 | -2 | -2 | -2 | -2 | -2 | -2 | -2 | -2 | -2 | -2 | -2 | -2 | -2 | 0 | 0 | -2 | -2 | 0 | -2 | 0 | -1 | 1 | 0 | 0 | 0 | -2 | -2 | -2 | 0 | 0 | -2 | 0 | -2 | -2 | 0 | -2 | 0 | 0 | 0 | 0 | 0 | 0 | 2 | -2 | 0 | 1 | 0 | 0 | -2 | -2 | 0 | 0 | 0 | 0 | 0 | -2 | 0 | -2 | -2 | -2 | 0 | -2 | -2 | 1 | -1 | -2 | -2 |  | -2
ABM eMobility | 6AGC108711 - T54HV C +CCR | ABM Terra 54 HV | SCE/PGE | DC | 50 | 2024-07-01 | 2024-07-01 | Network Capable | NA | 1x CCS1 or CCS2 connector | 1x CCS1 or CCS2 connector | -2 | 2 | -2 | -2 | -2 | -2 | 1 | 0 | 0 | 0 | -2 | -2 | -2 | 1 | -2 | 0 | 0 | 0 | -1 | -1 | 1 | -2 | 0 | 1 | 1 | 1 | 1 | 0 | 0 | 0 | 0 | 1 | 0 | -1 | -1 | -1 | 1 | 1 | 1 | 0 | -1 | -1 | -2 | 0 | -2 | -2 | -2 | -2 | -2 | -2 | -2 | -2 | -2 | -2 | -2 | -2 | -2 | -2 | -2 | -2 | -2 | 0 | 0 | -2 | -2 | 0 | -2 | 0 | -1 | 1 | 0 | 0 | 0 | -2 | -2 | -2 | 0 | 0 | -2 | 0 | -2 | -2 | 0 | -2 | 0 | 0 | 0 | 0 | 0 | 0 | 2 | -2 | 0 | 1 | 0 | 0 | -2 | -2 | 0 | 0 | 0 | 0 | 0 | -2 | 0 | -2 | -2 | -2 | 0 | -2 | -2 | 1 | -1 | -2 | -2 |  | -2
ABM eMobility | 6AGC112873-T184 CJ HC + CCR | ABM Terra 184 ### | SCE/PGE | DC | 180 | 2024-07-01 | 2024-07-01 | Network Capable | NA | Available with 1 or 2 CCS1, CCS2 or CHAdeMO connectors | Available with 1 or 2 CCS1, CCS2 or CHAdeMO connectors | -2 | 2 | -2 | -2 | -2 | -2 | 1 | 1 | 0 | 0 | -2 | -2 | -2 | 1 | -2 | 2 | -2 | 0 | 2 | -1 | 1 | -2 | 1 | 1 | 1 | 1 | 1 | 0 | 0 | 0 | 0 | 1 | 0 | -1 | -1 | -1 | 1 | 1 | 1 | 0 | -1 | -1 | -2 | 0 | -2 | -2 | -2 | -2 | -2 | -2 | -2 | -2 | -2 | -2 | -2 | -2 | -2 | -2 | -2 | -2 | -2 | 0 | 0 | -2 | -2 | 0 | -2 | 0 | 1 | 1 | 0 | 0 | 0 | -2 | -2 | -2 | 0 | 0 | -2 | 0 | -2 | -2 | 0 | -2 | 0 | 0 | 0 | 0 | 0 | 0 | 2 | -2 | 0 | 1 | 0 | 0 | -2 | -2 | 0 | 0 | 0 | 0 | 0 | -2 | 0 | -2 | -2 | -2 | 0 | -2 | -2 | 1 | -1 | -2 | -2 |  | -2
ABM eMobility | 6AGC112876 - T184 CC HC + CCR | ABM Terra 184 ### | SCE/PGE | DC | 180 | 2024-07-01 | 2024-07-01 | Network Capable | NA | Available with 1 or 2 CCS1, CCS2 or CHAdeMO connectors | Available with 1 or 2 CCS1, CCS2 or CHAdeMO connectors | -2 | 2 | -2 | -2 | -2 | -2 | 1 | 1 | 0 | 0 | -2 | -2 | -2 | 1 | -2 | 2 | -2 | 0 | 2 | -1 | 1 | -2 | 1 | 1 | 1 | 1 | 1 | 0 | 0 | 0 | 0 | 1 | 0 | -1 | -1 | -1 | 1 | 1 | 1 | 0 | -1 | -1 | -2 | 0 | -2 | -2 | -2 | -2 | -2 | -2 | -2 | -2 | -2 | -2 | -2 | -2 | -2 | -2 | -2 | -2 | -2 | 0 | 0 | -2 | -2 | 0 | -2 | 0 | 1 | 1 | 0 | 0 | 0 | -2 | -2 | -2 | 0 | 0 | -2 | 0 | -2 | -2 | 0 | -2 | 0 | 0 | 0 | 0 | 0 | 0 | 2 | -2 | 0 | 1 | 0 | 0 | -2 | -2 | 0 | 0 | 0 | 0 | 0 | -2 | 0 | -2 | -2 | -2 | 0 | -2 | -2 | 1 | -1 | -2 | -2 |  | -2
ABM eMobility | 6AGC112949 - T124 CJ HC + CCR | ABM Terra 124 ### | SCE/PGE | DC | 120 | 2024-07-01 | 2024-07-01 | Network Capable | NA | Available with 1 or 2 CCS1, CCS2 or CHAdeMO connectors | Available with 1 or 2 CCS1, CCS2 or CHAdeMO connectors | -2 | 2 | -2 | -2 | -2 | -2 | 1 | 1 | 0 | 0 | -2 | -2 | -2 | 1 | -2 | 2 | -2 | 0 | 2 | -1 | 1 | -2 | 1 | 1 | 1 | 1 | 1 | 0 | 0 | 0 | 0 | 1 | 0 | -1 | -1 | -1 | 1 | 1 | 1 | 0 | -1 | -1 | -2 | 0 | -2 | -2 | -2 | -2 | -2 | -2 | -2 | -2 | -2 | -2 | -2 | -2 | -2 | -2 | -2 | -2 | -2 | 0 | 0 | -2 | -2 | 0 | -2 | 0 | 1 | 1 | 0 | 0 | 0 | -2 | -2 | -2 | 0 | 0 | -2 | 0 | -2 | -2 | 0 | -2 | 0 | 0 | 0 | 0 | 0 | 0 | 2 | -2 | 0 | 1 | 0 | 0 | -2 | -2 | 0 | 0 | 0 | 0 | 0 | -2 | 0 | -2 | -2 | -2 | 0 | -2 | -2 | 1 | -1 | -2 | -2 |  | -2
ABM eMobility | 6AGC112997 - T124 CC HC + CCR | ABM Terra 124 ### | SCE/PGE | DC | 120 | 2024-07-01 | 2024-07-01 | Network Capable | NA | Available with 1 or 2 CCS1, CCS2 or CHAdeMO connectors | Available with 1 or 2 CCS1, CCS2 or CHAdeMO connectors | -2 | 2 | -2 | -2 | -2 | -2 | 1 | 1 | 0 | 0 | -2 | -2 | -2 | 1 | -2 | 2 | -2 | 0 | 2 | -1 | 1 | -2 | 1 | 1 | 1 | 1 | 1 | 0 | 0 | 0 | 0 | 1 | 0 | -1 | -1 | -1 | 1 | 1 | 1 | 0 | -1 | -1 | -2 | 0 | -2 | -2 | -2 | -2 | -2 | -2 | -2 | -2 | -2 | -2 | -2 | -2 | -2 | -2 | -2 | -2 | -2 | 0 | 0 | -2 | -2 | 0 | -2 | 0 | 1 | 1 | 0 | 0 | 0 | -2 | -2 | -2 | 0 | 0 | -2 | 0 | -2 | -2 | 0 | -2 | 0 | 0 | 0 | 0 | 0 | 0 | 2 | -2 | 0 | 1 | 0 | 0 | -2 | -2 | 0 | 0 | 0 | 0 | 0 | -2 | 0 | -2 | -2 | -2 | 0 | -2 | -2 | 1 | -1 | -2 | -2 |  | -2
ABM eMobility | AC19L | ABM AC19L | SCE | AC | 19 | 2024-07-01 | 2024-07-01 | Network Capable | NA | Single Port | Single Port, Standalone network capability | 2 | -2 | -2 | 1 | 0 | 0 | -2 | -2 | -2 | -2 | -2 | -2 | 1 | -2 | -2 | 0 | 0 | 0 | -1 | -1 | 1 | 0 | -2 | 1 | 1 | 1 | 1 | 0 | 0 | 0 | 0 | -1 | 0 | -1 | -1 | -1 | 1 | 1 | 1 | 0 | -1 | -1 | -2 | 0 | -2 | -2 | -2 | -2 | -2 | -2 | -2 | -2 | -2 | -2 | -2 | -2 | -2 | -2 | -2 | -2 | 0 | -2 | 0 | -2 | -2 | 0 | -2 | 0 | -1 | -1 | 0 | 0 | 0 | -2 | -2 | -2 | 0 | 0 | -1 | 0 | -2 | 0 | -2 | 0 | -2 | -2 | 0 | 0 | 0 | 0 | 2 | 0 | 0 | 0 | 0 | 0 | 0 | -2 | 0 | 0 | 0 | 0 | 0 | -2 | 0 | -2 | -2 | -2 | 0 | -1 | 1 | 1 | -1 | -2 | -2 |  | -2
ABM eMobility | AC19L Exceed | ABM AC19L Exceed | SCE | AC | 19 | 2024-07-01 | 2024-07-01 | Network Capable | NA | Single Port | Single Port, Standalone network capability | 2 | -2 | -2 | 1 | 0 | 0 | -2 | -2 | -2 | -2 | -2 | -2 | 1 | -2 | -2 | 0 | 0 | 0 | -1 | -1 | 1 | 0 | -2 | 1 | 1 | 1 | 1 | 0 | 0 | 0 | 0 | 0 | 0 | -1 | -1 | -1 | 1 | 1 | 1 | 0 | -1 | -1 | -2 | 0 | -2 | -2 | -2 | -2 | -2 | -2 | -2 | -2 | -2 | -2 | -2 | -2 | -2 | -2 | -2 | -2 | 0 | -2 | 0 | -2 | -2 | 0 | -2 | 0 | -1 | -1 | 0 | 0 | 0 | -2 | -2 | -2 | 0 | 0 | 1 | 0 | -2 | 0 | -2 | 0 | -2 | -2 | 0 | 0 | 0 | 0 | 2 | 0 | 0 | 0 | 0 | 0 | 0 | -2 | 0 | 0 | 0 | 0 | 0 | -2 | 0 | -2 | -2 | -2 | 0 | -1 | 1 | 1 | -1 | -2 | -2 |  | -2
ABM eMobility | AC7L | ABM AC7L | SCE | AC | 7 | 2024-07-01 | 2024-07-01 | Network Capable | NA | Single Port | Single Port, Standalone network capability | 2 | -2 | -2 | 1 | 0 | 0 | -2 | -2 | -2 | -2 | -2 | -2 | 1 | -2 | -2 | 0 | 0 | 0 | -1 | -1 | 1 | 0 | -2 | 1 | 1 | 1 | 1 | 0 | 0 | 0 | 0 | 1 | 0 | -1 | -1 | -1 | 1 | 1 | 1 | 0 | -1 | -1 | -2 | 0 | -2 | -2 | -2 | -2 | -2 | -2 | -2 | -2 | -2 | -2 | -2 | -2 | -2 | -2 | -2 | -2 | 0 | -2 | 0 | -2 | -2 | 0 | -2 | 0 | -1 | -1 | 0 | 0 | 0 | -2 | -2 | -2 | 0 | 0 | 1 | 0 | -2 | 0 | -2 | 0 | -2 | -2 | 0 | 0 | 0 | 0 | 2 | 0 | 0 | 0 | 0 | 0 | 0 | -2 | 0 | 0 | 0 | 0 | 0 | -2 | 0 | -2 | -2 | -2 | 0 | 1 | 1 | 1 | -1 | -2 | -2 |  | -2
ABM eMobility | AC7LC | ABM AC7LC | SCE | AC | 7 | 2024-07-01 | 2024-07-01 | Network Capable | NA | Single Port | Single Port, Standalone network capability | 2 | -2 | -2 | 1 | 0 | 0 | -2 | -2 | -2 | -2 | -2 | -2 | 1 | -2 | -2 | 0 | 0 | 0 | -1 | -1 | 1 | 0 | -2 | 1 | 1 | 1 | 1 | 0 | 0 | 0 | 0 | 1 | 0 | -1 | -1 | -1 | 1 | 1 | 1 | 0 | -1 | -1 | -2 | 0 | -2 | -2 | -2 | -2 | -2 | -2 | -2 | -2 | -2 | -2 | -2 | -2 | -2 | -2 | -2 | -2 | 0 | -2 | 0 | -2 | -2 | 0 | -2 | 0 | -1 | -1 | 0 | 0 | 0 | -2 | -2 | -2 | 0 | 0 | -1 | 0 | -2 | 0 | -2 | 0 | -2 | -2 | 0 | 0 | 0 | 0 | 2 | 0 | 0 | 0 | 0 | 0 | 0 | -2 | 0 | 0 | 0 | 0 | 0 | -2 | 0 | -2 | -2 | -2 | 0 | 1 | 1 | 1 | -1 | -2 | -2 |  | -2
ABM eMobility |  |  | PGE | NETWORK | NA | 2023-10-19 | 2023-10-19 | Network Software | ABM eMobility Network |  |  | -2 | -2 | -2 | -2 | -2 | -2 | -2 | -2 | -2 | -2 | -2 | -2 | -2 | -2 | -2 | -2 | -2 | -2 | -2 | -2 | -2 | -2 | -2 | -2 | -2 | -2 | -2 | -2 | -2 | -2 | -2 | -2 | -2 | -2 | -2 | -2 | -2 | -2 | -2 | -2 | -2 | -2 | -2 | -2 | 0 | -1 | -1 | 1 | -2 | 0 | 0 | 0 | 0 | 0 | -1 | -1 | 0 | 1 | -1 | 0 | -2 | -2 | 0 | 0 | 0 | 0 | 0 | 0 | -2 | 0 | -2 | 0 | 0 | 0 | 0 | 0 | 0 | 0 | -2 | -2 | -2 | -2 | -2 | -2 | -2 | -2 | -2 | 0 | 0 | 0 | -2 | -2 | 0 | -2 | -2 | 0 | 0 | 0 | -2 | 0 | 0 | 0 | 0 | 0 | 0 | 0 | 0 | 0 | 0 | -2 | -2 | 1 | -1 | 1 | -1 |  | -2
ADS-TEC | ChargeBox 320kW | ChargeBox 320kW | Eversource CT | DC | 320 | 2025-12-08 | 2025-12-08 | Network Capable |  |  |  | -2 | 2 | -2 | -2 | -2 | -2 | 0 | 0 | 0 | 0 | -2 | -2 | -2 | 0 | -2 | 0 | -2 | 0 | -1 | -1 | 0 | -2 | 0 | 0 | 0 | 0 | 0 | 0 | 0 | 0 | 0 | 0 | 0 | 0 | 0 | 0 | 0 | 0 | 0 | 0 | 0 | 0 | -2 | 0 | -2 | -2 | -2 | -2 | -2 | -2 | -2 | -2 | -2 | -2 | -2 | -2 | -2 | -2 | -2 | -2 | -2 | 0 | -2 | -2 | -2 | 0 | -2 | -2 | -2 | 0 | 0 | 0 | 0 | -2 | -2 | -2 | 0 | -2 | -2 | 0 | 0 | -2 | 0 | -2 | 0 | 0 | 0 | 0 | 0 | 0 | 0 | -2 | 0 | 0 | 0 | 0 | 0 | 0 | 0 | 0 | 0 | 0 | 0 | -2 | 0 | 0 | 0 | 0 | 0 | -2 | -2 | 0 | -2 | -2 | -2 | 1 | 1
AISPEX Inc. | Gold-48 | Commercial L2 Charger | PGE | AC | 11.5 | 2023-04-26 | 2023-04-26 | Fully Networked | AmpUp |  |  | 2 | -2 | -2 | 1 | 0 | 0 | -2 | -2 | -2 | -2 | -2 | -2 | 0 | -2 | -2 | 2 | 0 | 2 | -1 | -1 | 1 | 1 | -2 | 1 | 1 | 1 | 1 | 0 | 0 | 0 | 0 | 1 | 0 | -1 | -1 | -1 | 1 | 1 | 1 | 0 | -1 | -1 | -2 | 0 | 0 | -1 | -1 | 1 | -2 | 0 | 0 | 0 | 0 | 0 | -1 | -1 | 0 | 1 | 2 | 0 | 0 | -2 | 0 | 0 | 0 | 0 | 0 | 0 | 0 | 0 | 0 | 0 | 0 | 0 | 0 | 0 | 0 | 0 | 0 | 0 | 0 | 0 | -2 | 0 | -2 | -2 | 0 | 0 | 0 | 0 | 2 | 0 | 0 | 0 | 0 | 0 | 0 | 0 | 0 | 0 | 0 | 0 | 0 | 0 | 0 | 0 | 0 | 0 | 0 | -1 | 1 | 1 | 1 | -2 | -2 |  | 1
AISPEX Inc. | PLTM-48 |  | Eversource CT | AC | 11.5 | 2025-12-08 | 2025-12-08 | Network Capable |  |  |  | 2 | -2 | -2 | 0 | 0 | 0 | -2 | -2 | -2 | -2 | -2 | -2 | 0 | -2 | -2 | 0 | 0 | 0 | -1 | -1 | 0 | 0 | -2 | 0 | 0 | 0 | 0 | 0 | 0 | 0 | 0 | 0 | 0 | 0 | 0 | 0 | 0 | 0 | 0 | 0 | 0 | 0 | -2 | 0 | -2 | -2 | -2 | -2 | -2 | -2 | -2 | -2 | -2 | -2 | -2 | -2 | -2 | -2 | -2 | -2 | 0 | -2 | -2 | -2 | -2 | 0 | -2 | -2 | -2 | 0 | 0 | 0 | 0 | -2 | -2 | -2 | 0 | -2 | 0 | 0 | 0 | 0 | -2 | 0 | -2 | -2 | 0 | 0 | 0 | 0 | 0 | 0 | 0 | 0 | 0 | 0 | 0 | 0 | 0 | 0 | 0 | 0 | 0 | -2 | 0 | 0 | 0 | 0 | 0 | -2 | 0 | -2 | -2 | -2 | -2 |  | 1
AISPEX Inc. | SLVR-48 |  | Eversource CT | AC | 11.5 | 2025-12-08 | 2025-12-08 | Network Capable |  |  |  | 2 | -2 | -2 | 0 | 0 | 0 | -2 | -2 | -2 | -2 | -2 | -2 | 0 | -2 | -2 | 0 | 0 | 0 | -1 | -1 | 0 | 0 | -2 | 0 | 0 | 0 | 0 | 0 | 0 | 0 | 0 | 0 | 0 | 0 | 0 | 0 | 0 | 0 | 0 | 0 | 0 | 0 | -2 | 0 | -2 | -2 | -2 | -2 | -2 | -2 | -2 | -2 | -2 | -2 | -2 | -2 | -2 | -2 | -2 | -2 | 0 | -2 | -2 | -2 | -2 | 0 | -2 | -2 | -2 | 0 | 0 | 0 | 0 | -2 | -2 | -2 | 0 | -2 | 0 | 0 | 0 | 0 | -2 | 0 | -2 | -2 | 0 | 0 | 0 | 0 | 0 | 0 | 0 | 0 | 0 | 0 | 0 | 0 | 0 | 0 | 0 | 0 | 0 | -2 | 0 | 0 | 0 | 0 | 0 | -2 | 0 | -2 | -2 | -2 | -2 |  | 1
Alpitronic | HYC400-1 | Hypercharger | EPRI | DC | 100 | 2025-08-07 | 2024-07-01 | Network Capable | N/A | 1-4 Ports | 1-4 Ports | -2 | 2 | -2 | -2 | -2 | -2 | 1 | 1 | 1 | -1 | -2 | -2 | -2 | 1 | -2 | 2 | -2 | 2 | 2 | 2 | 1 | -2 | 1 | 1 | 1 | 1 | 1 | 1 | 1 | 1 | 1 | 1 | 1 | 2 | -1 | -1 | 1 | 1 | 1 | 1 | 2 | 2 | -2 | 1 | -2 | -2 | -2 | -2 | -2 | -2 | -2 | -2 | -2 | -2 | -2 | -2 | -2 | -2 | -2 | -2 | -2 | 1 | -2 | -2 | -2 | 1 | -2 | -2 | -2 | 1 | 1 | 1 | 1 | -2 | -2 | -2 | -2 | -2 | -2 | 1 | 1 | -2 | 1 | -2 | -1 | 1 | 1 | 1 | 1 | 1 | 2 | -2 | 1 | 1 | 1 | 1 | 1 | -1 | 1 | 1 | 1 | 1 | 1 | -2 | 1 | -2 | -2 | -2 | 1 | -2 | -2 | 1 | 1 | -2 | -2 |  | -2
Alpitronic | HYC400-2 | Hypercharger | EPRI | DC | 200 | 2025-08-07 | 2024-07-01 | Network Capable | N/A | 1-4 Ports | 1-4 Ports | -2 | 2 | -2 | -2 | -2 | -2 | 1 | 1 | 1 | -1 | -2 | -2 | -2 | 1 | -2 | 2 | -2 | 2 | 2 | 2 | 1 | -2 | 1 | 1 | 1 | 1 | 1 | 1 | 1 | 1 | 1 | 1 | 1 | 2 | -1 | -1 | 1 | 1 | 1 | 1 | 2 | 2 | -2 | 1 | -2 | -2 | -2 | -2 | -2 | -2 | -2 | -2 | -2 | -2 | -2 | -2 | -2 | -2 | -2 | -2 | -2 | 1 | -2 | -2 | -2 | 1 | -2 | -2 | -2 | 1 | 1 | 1 | 1 | -2 | -2 | -2 | -2 | -2 | -2 | 1 | 1 | -2 | 1 | -2 | 1 | 1 | 1 | 1 | 1 | 1 | 2 | -2 | 1 | 1 | 1 | 1 | 1 | -1 | 1 | 1 | 1 | 1 | 1 | -2 | 1 | -2 | -2 | -2 | 1 | -2 | -2 | 1 | 1 | -2 | -2 |  | -2
Alpitronic | HYC400-3 | Hypercharger | EPRI | DC | 300 | 2025-08-07 | 2024-07-01 | Network Capable | N/A | 1-4 Ports | 1-4 Ports | -2 | 2 | -2 | -2 | -2 | -2 | 1 | 1 | 1 | -1 | -2 | -2 | -2 | 1 | -2 | 2 | -2 | 2 | 2 | 2 | 1 | -2 | 1 | 1 | 1 | 1 | 1 | 1 | 1 | 1 | 1 | 1 | 1 | 2 | -1 | -1 | 1 | 1 | 1 | 1 | 2 | 2 | -2 | 1 | -2 | -2 | -2 | -2 | -2 | -2 | -2 | -2 | -2 | -2 | -2 | -2 | -2 | -2 | -2 | -2 | -2 | 1 | -2 | -2 | -2 | 1 | -2 | -2 | -2 | 1 | 1 | 1 | 1 | -2 | -2 | -2 | -2 | -2 | -2 | 1 | 1 | -2 | 1 | -2 | 1 | 1 | 1 | 1 | 1 | 1 | 2 | -2 | 1 | 1 | 1 | 1 | 1 | -1 | 1 | 1 | 1 | 1 | 1 | -2 | 1 | -2 | -2 | -2 | 1 | -2 | -2 | 1 | 1 | -2 | -2 |  | -2
Alpitronic | HYC400-4 | Hypercharger | EPRI | DC | 400 | 2025-08-07 | 2024-07-01 | Network Capable | N/A | 1-4 Ports | 1-4 Ports | -2 | 2 | -2 | -2 | -2 | -2 | 1 | 1 | 1 | -1 | -2 | -2 | -2 | 1 | -2 | 2 | -2 | 2 | 2 | 2 | 1 | -2 | 1 | 1 | 1 | 1 | 1 | 1 | 1 | 1 | 1 | 1 | 1 | 2 | -1 | -1 | 1 | 1 | 1 | 1 | 2 | 2 | -2 | 1 | -2 | -2 | -2 | -2 | -2 | -2 | -2 | -2 | -2 | -2 | -2 | -2 | -2 | -2 | -2 | -2 | -2 | 1 | -2 | -2 | -2 | 1 | -2 | -2 | -2 | 1 | 1 | 1 | 1 | -2 | -2 | -2 | -22 | -22 | -2 | 1 | 1 | -2 | 1 | -2 | 1 | 1 | 1 | 1 | 1 | 1 | 2 | -2 | 1 | 1 | 1 | 1 | 1 | -1 | 1 | 1 | 1 | 1 | 1 | -2 | 1 | -2 | -2 | -2 | 1 | -2 | -2 | 1 | 1 | -2 | -2 |  | -2
Alpitronic | HYC50 | Hypercharger | EPRI | DC | 50 | 2024-12-13 | 2024-07-01 | Network Capable | N/A | 1-2 Ports | 1-2 Ports | -2 | 2 | -2 | -2 | -2 | -2 | 1 | 1 | 1 | -1 | -2 | -2 | -2 | 1 | -2 | 2 | -2 | -1 | 2 | 2 | 1 | -2 | 1 | 1 | 1 | 1 | 1 | 1 | 1 | 1 | 1 | 1 | 1 | -1 | -1 | -1 | 1 | 1 | 1 | 1 | -1 | -1 | -2 | 1 | -2 | -2 | -2 | -2 | -2 | -2 | -2 | -2 | -2 | -2 | -2 | -2 | -2 | -2 | -2 | -2 | -2 | 1 | -2 | -2 | -2 | 1 | -2 | -2 | -2 | 1 | 1 | 1 | 1 | -2 | -2 | -2 | -2 | -2 | -2 | -1 | -1 | -2 | 1 | -2 | -1 | 1 | 1 | 1 | 1 | 1 | 2 | -2 | 1 | 1 | 1 | 1 | 1 | -1 | 1 | 1 | 1 | 1 | 1 | -2 | 1 | -2 | -2 | -2 | 1 | -2 | -2 | 1 | 1 | -2 | -2 |  | -2
AmpControl Technologies, inc. |  |  | EPRI | NETWORK | NA | 2024-12-11 | 2024-12-11 | Network Software | AmpControl |  |  | -2 | -2 | -2 | -2 | -2 | -2 | -2 | -2 | -2 | -2 | -2 | -2 | -2 | -2 | -2 | -2 | -2 | -2 | -2 | -2 | -2 | -2 | -2 | -2 | -2 | -2 | -2 | -2 | -2 | -2 | -2 | -2 | -2 | -2 | -2 | -2 | -2 | -2 | -2 | -2 | -2 | -2 | -2 | -2 | 1 | -1 | -1 | 1 | -2 | 1 | 1 | -1 | 1 | 1 | -1 | -1 | 1 | 1 | 2 | 1 | -2 | -2 | -1 | -1 | -1 | -1 | -1 | -1 | -2 | 1 | -2 | -1 | -1 | -1 | -1 | -1 | -1 | -1 | -2 | -2 | -2 | -2 | -2 | -2 | -2 | -2 | -2 | -1 | -1 | -1 | -2 | -2 | -1 | -2 | -2 | 1 | 1 | 1 | -2 | 1 | 1 | 1 | 1 | 1 | 1 | 1 | -1 | 1 | 1 | -2 | -2 | 1 | -1 | 1 | -1 |  | -2
AMPECO |  |  | EPRI | NETWORK |  | 2025-02-28 | 2025-02-28 | Network Software | AMPECO Charge |  |  | -2 | -2 | -2 | -2 | -2 | -2 | -2 | -2 | -2 | -2 | -2 | -2 | -2 | -2 | -2 | -2 | -2 | -2 | -2 | -2 | -2 | -2 | -2 | -2 | -2 | -2 | -2 | -2 | -2 | -2 | -2 | -2 | -2 | -2 | -2 | -2 | -2 | -2 | -2 | -2 | -2 | -2 | -2 | -2 | 1 | 1 | 1 | 1 | -1 | 1 | 1 | -1 | 1 | 1 | -1 | -1 | 1 | 1 | 2 | -1 | -2 | -2 | 1 | 1 | 1 | 1 | 1 | 1 | -2 | 1 | -2 | 1 | 1 | 1 | 1 | 1 | 1 | 1 | -2 | -2 | -2 | -2 | -2 | -2 | -2 | -2 | 1 | 1 | 1 | 1 | -2 | -2 | -1 | -2 | -2 | 1 | 1 | 1 | -2 | 1 | 1 | 1 | 1 | 1 | 1 | 1 | 1 | 1 | 1 | -2 | -2 | -2 | -1 | -1 | -1 |  | -2
AmpedUp! |  |  | Eversource CT | NETWORK | NA | 2025-12-08 | 2025-12-08 | Network Software | AmpedUp! |  |  | -2 | -2 | -2 | -2 | -2 | -2 | -2 | -2 | -2 | -2 | -2 | -2 | -2 | -2 | -2 | -2 | -2 | -2 | -2 | -2 | -2 | -2 | -2 | -2 | -2 | -2 | -2 | -2 | -2 | -2 | -2 | -2 | -2 | -2 | -2 | -2 | -2 | -2 | -2 | -2 | -2 | -2 | -2 | -2 | 0 | 0 | 0 | 0 | 0 | 0 | 0 | 0 | 0 | 0 | 0 | 0 | 0 | 0 | 0 | 0 | -2 | -2 | 0 | 0 | 0 | 0 | 0 | 0 | -2 | 0 | -2 | 0 | 0 | 0 | 0 | 0 | 0 | 0 | -2 | -2 | -2 | -2 | -2 | -2 | -2 | -2 | 0 | 0 | 0 | 0 | -2 | -2 | 0 | -2 | -2 | 0 | 0 | 0 | -2 | 0 | 0 | 0 | 0 | 0 | 0 | 0 | 0 | 0 | 0 | -2 | -2 | -2 | -2 | 0 | 0 |  | 1
AmpUp |  |  | EPRI/PGE/Evergy | NETWORK | NA | 2025-10-22 | 2023-04-26 | Network Software | AmpUp |  |  | -2 | -2 | -2 | -2 | -2 | -2 | -2 | -2 | -2 | -2 | -2 | -2 | -2 | -2 | -2 | -2 | -2 | -2 | -2 | -2 | -2 | -2 | -2 | -2 | -2 | -2 | -2 | -2 | -2 | -2 | -2 | -2 | -2 | -2 | -2 | -2 | -2 | -2 | -2 | -2 | -2 | -2 | -2 | -2 | 1 | -1 | -1 | 1 | -2 | 1 | 1 | 1 | 1 | 1 | -1 | -1 | 1 | 1 | 2 | 1 | -2 | -2 | 1 | 1 | 1 | 1 | 1 | 1 | -2 | 1 | 0 | 1 | 1 | 1 | 1 | 1 | 1 | 1 | -2 | -2 | -2 | -2 | -2 | -2 | -2 | -2 | -2 | 1 | 1 | 1 | -2 | -2 | 1 | -2 | -2 | 1 | 1 | 1 | -2 | 1 | 1 | 1 | 1 | 1 | 1 | 1 | 1 | 1 | 1 | -2 | -2 | -1 | 1 | 1 | 1 | 2025-10-22 | 1
ATG Electronics | ATG-C01-40A | Commercial EV Charger | EPRI | AC | 9.6 | 2025-10-20 | 2024-07-01 | Network Capable | NA | Single port | Single port | 2 | -2 | -2 | 1 | 0 | 0 | -2 | -2 | -2 | -2 | -2 | -2 | 1 | -2 | -2 | 2 | 0 | 2 | -1 | -1 | 1 | 1 | -2 | 1 | 1 | 1 | 1 | 0 | 0 | 0 | 0 | 1 | 1 | -1 | -1 | -1 | 1 | 1 | 1 | 1 | -1 | -1 | -2 | 1 | -2 | -2 | -2 | -2 | -2 | -2 | -2 | -2 | -2 | -2 | -2 | -2 | -2 | -2 | -2 | -2 | 1 | -2 | 1 | -2 | -2 | -1 | -2 | -1 | -1 | 1 | 0 | 0 | 0 | -2 | -2 | -2 | 0 | 0 | 1 | -1 | -2 | 1 | -2 | 1 | -2 | -2 | 1 | 1 | -1 | 1 | 2 | 2 | -1 | 1 | 0 | 1 | 0 | -2 | 1 | 1 | 1 | 1 | 1 | -2 | 1 | -2 | -2 | -2 | 0 | 1 | 1 | 1 | -1 | -2 | -2 |  | -2
ATG Electronics | ATG-C01-48A | Commercial EV Charger | EPRI | AC | 11.5 | 2025-10-21 | 2024-07-01 | Network Capable | NA | Single port | Single port | 2 | -2 | -2 | 1 | 0 | 0 | -2 | -2 | -2 | -2 | -2 | -2 | 1 | -2 | -2 | 2 | 0 | 2 | -1 | -1 | 1 | 1 | -2 | 1 | 1 | 1 | 1 | 0 | 0 | 0 | 0 | 1 | 1 | -1 | -1 | -1 | 1 | 1 | 1 | 1 | -1 | -1 | -2 | 1 | -2 | -2 | -2 | -2 | -2 | -2 | -2 | -2 | -2 | -2 | -2 | -2 | -2 | -2 | -2 | -2 | 1 | -2 | 1 | -2 | -2 | -1 | -2 | -1 | -1 | 1 | 0 | 0 | 0 | -2 | -2 | -2 | 0 | 0 | 1 | -1 | -2 | 1 | -2 | 1 | -2 | -2 | 1 | 1 | -1 | 1 | 2 | 2 | -1 | 1 | 0 | 1 | 0 | -2 | 1 | 1 | 1 | 1 | 1 | -2 | 1 | -2 | -2 | -2 | 0 | -1 | 1 | 1 | -1 | -2 | -2 |  | -2
Atom Power | Purpl 48A | Purpl 48A | PGE | AC | 11.5 | 2025-10-01 | 2022-08-10 | Fully Networked | Atom Power |  |  | 2 | -2 | -2 | 1 | 0 | 0 | -2 | -2 | -2 | -2 | -2 | -2 | 1 | -2 | -2 | 2 | 0 | 0 | -1 | -1 | 1 | 1 | -2 | 1 | 1 | 1 | 1 | 0 | 0 | 0 | 0 | 1 | 0 | -1 | -1 | -1 | 1 | 1 | 1 | 0 | -1 | -1 | -2 | 0 | 0 | -1 | -1 | 1 | -2 | 0 | 0 | 0 | 0 | 0 | -1 | -1 | 0 | 1 | -1 | 0 | 0 | 0 | 0 | 0 | 0 | 0 | 0 | 0 | 0 | 0 | 0 | 0 | 0 | 0 | 0 | 0 | 0 | 0 | 0 | 0 | 0 | 0 | -2 | 0 | -2 | -2 | 0 | 0 | 0 | 0 | 2 | 0 | 0 | 0 | 0 | 0 | 0 | 0 | 0 | 0 | 0 | 0 | 0 | 0 | 0 | 0 | 0 | 0 | 0 | -1 | 1 | -1 | -1 | -2 | -2 |  | -2
Atom Power | Purpl 80A | Purpl 80A | PGE | AC | 19.2 | 2025-10-21 | 2023-04-28 | Fully Networked | Atom Power |  |  | 2 | -2 | -2 | 1 | 0 | 0 | -2 | -2 | -2 | -2 | -2 | -2 | 1 | -2 | -2 | 2 | 0 | 0 | -1 | -1 | 1 | 1 | -2 | 1 | 1 | 1 | 1 | 0 | 0 | 0 | 0 | 1 | 0 | -1 | -1 | -1 | 1 | 1 | 1 | 0 | -1 | -1 | -2 | 0 | 0 | -1 | -1 | 1 | -2 | 0 | 0 | 0 | 0 | 0 | -1 | -1 | 0 | 1 | -1 | 0 | 0 | 0 | 0 | 0 | 0 | 0 | 0 | 0 | 0 | 0 | 0 | 0 | 0 | 0 | 0 | 0 | 0 | 0 | 0 | 0 | 0 | 0 | -2 | 0 | -2 | -2 | 0 | 0 | 0 | 0 | 2 | 0 | 0 | 0 | 0 | 0 | 0 | 0 | 0 | 0 | 0 | 0 | 0 | 0 | 0 | 0 | 0 | 0 | 0 | -1 | 1 | -1 | -1 | -2 | -2 |  | -2
Atom Power |  |  | PGE | NETWORK | NA | 2022-08-10 | 2022-08-10 | Network Software | Atom Power Network |  |  | -2 | -2 | -2 | -2 | -2 | -2 | -2 | -2 | -2 | -2 | -2 | -2 | -2 | -2 | -2 | -2 | -2 | -2 | -2 | -2 | -2 | -2 | -2 | -2 | -2 | -2 | -2 | -2 | -2 | -2 | -2 | -2 | -2 | -2 | -2 | -2 | -2 | -2 | -2 | -2 | -2 | -2 | -2 | -2 | 0 | -1 | -1 | 1 | -2 | 0 | 0 | 0 | 0 | 0 | -1 | -1 | 0 | 1 | -1 | 0 | -2 | -2 | 0 | 0 | 0 | 0 | 0 | 0 | -2 | 0 | 0 | 0 | 0 | 0 | 0 | 0 | 0 | 0 | -2 | -2 | -2 | -2 | -2 | -2 | -2 | -2 | -2 | 0 | 0 | 0 | -2 | -2 | 0 | -2 | -2 | 0 | 0 | 0 | -2 | 0 | 0 | 0 | 0 | 0 | 0 | 0 | 0 | 0 | 0 | -2 | -2 | -1 | -1 | 1 | -1 |  | -2
Autel |  | MaxiCharger AC Business Elite | Eversource CT | AC | 12 | 2025-12-08 | 2025-12-08 | Network Capable |  |  |  | 2 | -2 | -2 | 0 | 0 | 0 | -2 | -2 | -2 | -2 | -2 | -2 | 0 | -2 | -2 | 0 | 0 | 0 | -1 | -1 | 0 | 0 | -2 | 0 | 0 | 0 | 0 | 0 | 0 | 0 | 0 | 0 | 0 | 0 | 0 | 0 | 0 | 0 | 0 | 0 | 0 | 0 | -2 | 0 | -2 | -2 | -2 | -2 | -2 | -2 | -2 | -2 | -2 | -2 | -2 | -2 | -2 | -2 | -2 | -2 | 0 | -2 | -2 | -2 | -2 | 0 | -2 | -2 | -2 | 0 | 0 | 0 | 0 | -2 | -2 | -2 | 0 | -2 | 0 | 0 | 0 | 0 | -2 | 0 | -2 | -2 | 0 | 0 | 0 | 0 | 0 | 0 | 0 | 0 | 0 | 0 | 0 | 0 | 0 | 0 | 0 | 0 | 0 | -2 | 0 | 0 | 0 | 0 | 0 | -2 | 0 | -2 | -2 | -2 | -2 |  | 1
Autel | AC W12-L-4G | AC Elite | EPRI/PGE | AC | 12 | 2025-06-20 | 2023-04-28 | Fully Networked | Autel Cloud | Single Port | Single Port ; OCPP Full Certificate with software version V1.13.97 | 2 | -2 | -2 | 1 | 0 | 0 | -2 | -2 | -2 | -2 | -2 | -2 | 1 | -2 | -2 | 2 | 0 | 2 | 2 | -1 | 1 | 1 | -2 | 1 | 1 | 1 | 1 | 1 | 1 | 1 | 1 | 1 | 1 | -1 | 2 | -1 | 1 | 1 | 1 | -1 | -1 | -1 | -2 | -1 | 1 | 2 | 2 | 1 | -2 | 1 | -1 | 1 | 1 | 1 | 2 | 2 | 1 | 1 | 2 | 1 | 1 | -2 | 1 | 1 | 1 | -1 | 1 | 1 | 2 | -1 | -1 | -1 | -1 | 1 | 1 | 1 | 1 | 1 | 1 | -1 | -2 | 1 | -2 | 1 | -2 | -2 | 1 | 1 | 1 | 1 | 2 | 2 | 1 | -1 | -1 | 1 | 1 | 1 | 1 | 1 | 1 | 1 | 1 | 1 | 1 | 1 | 1 | 1 | 1 | -1 | 1 | 1 | 1 | -2 | -2 |  | -2
Autel | AC W12-L-4G-40 | AC Elite 40 | EPRI/PGE | AC | 8.3 | 2025-06-20 | 2023-04-28 | Fully Networked | Autel Cloud | Single Port | Single Port. This is the same model as the W12-L-4G. The charger can be derated to 40A and thus be eligible for SCE's Charge Ready Light Duty program. SCE added -40 at the end to differentiate it from the 50A version. | 2 | -2 | -2 | 1 | 0 | 0 | -2 | -2 | -2 | -2 | -2 | -2 | 1 | -2 | -2 | 2 | 0 | 2 | 2 | -1 | 1 | 1 | -2 | 1 | 1 | 1 | 1 | 1 | 1 | 1 | 1 | 1 | 1 | -1 | 2 | -1 | 1 | 1 | 1 | -1 | -1 | -1 | -2 | -1 | 1 | 2 | 2 | 1 | -2 | 1 | -1 | 1 | 1 | 1 | 2 | 2 | 1 | 1 | 2 | 1 | 1 | -2 | 1 | 1 | 1 | -1 | 1 | 1 | 2 | -1 | -1 | -1 | -1 | 1 | 1 | 1 | 1 | 1 | 1 | -1 | -2 | 1 | -2 | 1 | -2 | -2 | 1 | 1 | 1 | 1 | 2 | 2 | 1 | -1 | -1 | 1 | 1 | 1 | 1 | 1 | 1 | 1 | 1 | 1 | 1 | 1 | 1 | 1 | 1 | 1 | -1 | 1 | 1 | -2 | -2 |  | -2
Autel | DC Compact - UW040A2501 | DC Compact | EPRI/PGE | DC | 40 | 2025-06-20 | 2024-07-01 | Fully Networked | Autel Cloud | Dual Port | Dual Port. | -2 | 2 | -2 | -2 | -2 | -2 | 1 | 0 | 0 | 0 | -2 | -2 | -2 | 1 | -2 | 2 | -2 | 2 | 2 | -1 | 1 | -2 | 1 | 1 | 1 | 1 | 1 | 1 | 1 | 0 | 1 | 1 | 1 | -1 | 2 | 2 | 1 | 1 | 1 | 1 | 2 | 2 | -2 | 1 | 1 | 2 | 2 | 1 | -2 | 1 | -1 | 1 | 1 | 1 | 2 | 2 | 1 | 1 | 2 | 1 | -2 | 1 | 1 | 1 | 1 | 1 | 1 | 1 | 2 | 1 | 1 | 1 | 1 | 1 | 1 | 1 | 1 | 1 | -2 | -1 | -1 | -2 | 1 | -2 | -1 | 1 | 1 | 1 | 1 | 1 | 2 | -2 | 1 | 1 | 1 | 1 | 1 | 1 | 1 | 1 | 1 | 1 | 1 | 1 | 1 | 1 | 1 | 1 | 1 | -2 | -2 | 1 | 1 | -2 | -2 |  | -2
Autel | DC HiPower | DC HiPower | EPRI/PGE | DC | 640 | 2025-06-20 | 2024-07-01 | Fully Networked | Autel Cloud | 2, 4, 6, or 8 ports | The DC HiPower has a power cabinet with dispenser set up. It comes in 320, 480, or 640kW options and can be purchased with 2, 4, 6, or 8 ports depending on the number of dispensers. | -2 | 2 | -2 | -2 | -2 | -2 | 1 | 1 | 0 | 0 | -2 | -2 | -2 | 1 | -2 | 2 | -2 | -1 | -1 | -1 | 1 | -2 | 1 | 1 | 1 | 1 | 1 | 1 | 1 | 0 | 1 | 1 | 1 | -1 | -1 | -1 | 1 | 1 | 1 | 1 | 2 | 2 | -2 | 1 | 1 | 2 | 2 | 1 | -2 | 1 | -1 | 1 | 1 | 1 | 2 | 2 | 1 | 1 | 2 | 1 | -2 | 1 | 1 | 1 | 1 | 1 | 1 | 1 | -1 | 1 | 1 | 1 | 1 | 1 | 1 | 1 | 1 | 1 | -2 | 1 | 1 | -2 | 1 | -2 | 1 | 1 | 1 | 1 | 1 | 1 | 2 | -2 | 1 | 1 | 1 | 1 | 1 | 1 | 1 | 1 | 1 | 1 | 1 | 1 | 1 | 1 | 1 | 1 | 1 | -2 | -2 | 1 | 1 | -2 | -2 |  | -2
Autel | MaxiCharger DH480 | MaxiCharger DH480 | EPRI | DC | 480 | 2025-09-24 | 2025-09-24 | Network Capable |  | Dual or quad port. | Dual or quad port. | -2 | 2 | -2 | -2 | -2 | -2 | 1 | 1 | 1 | -1 | -2 | -2 | -2 | 1 | -2 | 2 | -2 | -1 | -1 | -1 | 1 | -2 | 1 | 1 | 1 | 1 | 1 | 1 | 1 | 1 | 1 | 1 | 1 | -1 | -1 | -1 | 1 | 1 | 1 | 1 | 2 | 2 | -2 | 1 | -2 | -2 | -2 | -2 | -2 | -2 | -2 | -2 | -2 | -2 | -2 | -2 | -2 | -2 | -2 | -2 | -2 | 1 | -2 | -2 | -2 | 1 | -2 | -2 | -2 | 1 | 1 | 1 | 1 | -2 | -2 | -2 | 1 | -2 | -2 | -1 | -1 | -2 | 1 | -2 | 1 | 1 | 1 | 1 | 1 | 1 | 2 | -2 | 1 | 1 | 1 | 1 | 1 | 1 | 1 | 1 | 1 | 1 | 1 | -2 | 1 | 1 | 1 | 1 | 1 | -2 | -2 | 1 | 1 | -2 | -2 |  | -2
Autel | MaxiCharger DH400 | MaxiCharger DH400 | EPRI | DC | 400 | 2025-10-10 | 2025-10-10 | Network Capable |  | Dual or quad port. | Dual or quad port. | -2 | 2 | -2 | -2 | -2 | -2 | 1 | 1 | 1 | -1 | -2 | -2 | -2 | 1 | -2 | 2 | -2 | -1 | -1 | -1 | 1 | -2 | 1 | 1 | 1 | 1 | 1 | 1 | 1 | 1 | 1 | 1 | 1 | -1 | -1 | -1 | 1 | 1 | 1 | 1 | 2 | 2 | -2 | 1 | -2 | -2 | -2 | -2 | -2 | -2 | -2 | -2 | -2 | -2 | -2 | -2 | -2 | -2 | -2 | -2 | -2 | 1 | -2 | -2 | -2 | 1 | -2 | -2 | -2 | 1 | 1 | 1 | 1 | -2 | -2 | -2 | 1 | -2 | -2 | -1 | -1 | -2 | 1 | -2 | 1 | 1 | 1 | 1 | 1 | 1 | 2 | -2 | 1 | 1 | 1 | 1 | 1 | 1 | 1 | 1 | 1 | 1 | 1 | -2 | 1 | 1 | 1 | 1 | 1 | -2 | -2 | 1 | 1 | -2 | -2 |  | -2
Autel | MaxiCharger DH360 | MaxiCharger DH360 | EPRI | DC | 360 | 2025-10-10 | 2025-10-10 | Network Capable |  | Dual or quad port. | Dual or quad port. | -2 | 2 | -2 | -2 | -2 | -2 | 1 | 1 | 1 | -1 | -2 | -2 | -2 | 1 | -2 | 2 | -2 | -1 | -1 | -1 | 1 | -2 | 1 | 1 | 1 | 1 | 1 | 1 | 1 | 1 | 1 | 1 | 1 | -1 | -1 | -1 | 1 | 1 | 1 | 1 | 2 | 2 | -2 | 1 | -2 | -2 | -2 | -2 | -2 | -2 | -2 | -2 | -2 | -2 | -2 | -2 | -2 | -2 | -2 | -2 | -2 | 1 | -2 | -2 | -2 | 1 | -2 | -2 | -2 | 1 | 1 | 1 | 1 | -2 | -2 | -2 | 1 | -2 | -2 | -1 | -1 | -2 | 1 | -2 | 1 | 1 | 1 | 1 | 1 | 1 | 2 | -2 | 1 | 1 | 1 | 1 | 1 | 1 | 1 | 1 | 1 | 1 | 1 | -2 | 1 | 1 | 1 | 1 | 1 | -2 | -2 | 1 | 1 | -2 | -2 |  | -2
Autel | MaxiCharger DH300 | MaxiCharger DH300 | EPRI | DC | 300 | 2025-10-10 | 2025-10-10 | Network Capable |  | Dual or quad port. | Dual or quad port. | -2 | 2 | -2 | -2 | -2 | -2 | 1 | 1 | 1 | -1 | -2 | -2 | -2 | 1 | -2 | 2 | -2 | -1 | -1 | -1 | 1 | -2 | 1 | 1 | 1 | 1 | 1 | 1 | 1 | 1 | 1 | 1 | 1 | -1 | -1 | -1 | 1 | 1 | 1 | 1 | 2 | 2 | -2 | 1 | -2 | -2 | -2 | -2 | -2 | -2 | -2 | -2 | -2 | -2 | -2 | -2 | -2 | -2 | -2 | -2 | -2 | 1 | -2 | -2 | -2 | 1 | -2 | -2 | -2 | 1 | 1 | 1 | 1 | -2 | -2 | -2 | 1 | -2 | -2 | -1 | -1 | -2 | 1 | -2 | 1 | 1 | 1 | 1 | 1 | 1 | 2 | -2 | 1 | 1 | 1 | 1 | 1 | 1 | 1 | 1 | 1 | 1 | 1 | -2 | 1 | 1 | 1 | 1 | 1 | -2 | -2 | 1 | 1 | -2 | -2 |  | -2
Autel | MAXI US AC LW10-N14 | AC Lite | EPRI | AC | 9.6 | 2025-05-28 | 2025-05-28 | Fully Networked | Autel Cloud | Single port. | Single port. NEMA 14-50 plug. Separate holster. | 2 | -2 | -2 | 1 | -1 | -1 | -2 | -2 | -2 | -2 | -2 | -2 | 1 | -2 | -2 | 2 | 0 | 2 | -1 | -1 | 1 | 1 | -2 | 1 | -1 | 1 | 1 | 1 | 1 | 1 | 1 | -1 | 1 | 2 | 2 | 2 | 1 | 1 | 1 | -1 | -1 | -1 | -2 | -1 | 1 | 2 | 2 | 1 | -1 | 1 | -1 | -1 | -1 | -1 | -1 | -1 | -1 | 1 | 1 | 1 | -1 | -2 | -1 | -1 | -1 | -1 | 1 | -1 | -1 | -1 | -1 | -1 | -1 | -1 | -1 | -1 | -1 | -1 | 1 | -1 | -1 | 1 | -2 | 1 | -2 | -2 | -1 | -1 | -1 | -1 | 2 | 2 | 1 | -1 | -1 | 1 | -1 | -1 | -1 | 1 | 1 | 1 | 1 | 1 | 1 | -1 | -1 | 1 | 1 | 1 | 1 | 1 | 1 | -2 | -2 |  | -2
Autel | MAXI US AC LW12 | AC Lite | EPRI | AC | 12 | 2025-05-28 | 2025-05-28 | Fully Networked | Autel Cloud | Single port. | Single port. NEMA 14-50 plug. Separate holster. | 2 | -2 | -2 | 1 | -1 | -1 | -2 | -2 | -2 | -2 | -2 | -2 | 1 | -2 | -2 | 2 | 0 | 2 | -1 | -1 | 1 | 1 | -2 | 1 | 1 | 1 | 1 | 1 | 1 | 1 | 1 | -1 | 1 | 2 | 2 | 2 | 1 | 1 | 1 | -1 | -1 | -1 | -2 | -1 | 1 | 2 | 2 | 1 | -1 | 1 | -1 | -1 | -1 | -1 | -1 | -1 | -1 | 1 | 1 | 1 | -1 | -2 | -1 | -1 | -1 | -1 | 1 | -1 | -1 | -1 | -1 | -1 | -1 | -1 | -1 | -1 | -1 | -1 | 1 | -1 | -1 | 1 | -2 | 1 | -2 | -2 | -1 | -1 | -1 | -1 | 2 | 2 | 1 | -1 | -1 | 1 | -1 | -1 | -1 | 1 | 1 | 1 | 1 | 1 | 1 | -1 | -1 | 1 | 1 | -1 | 1 | 1 | 1 | -2 | -2 |  | -2
Autel | MAXI US AC W10-N14 | AC Elite Home | EPRI | AC | 9.6 | 2025-05-28 | 2025-05-28 | Fully Networked | Autel Cloud | Single port. | Single port. NEMA 14-50 plug. Separate holster. | 2 | -2 | -2 | 1 | -1 | -1 | -2 | -2 | -2 | -2 | -2 | -2 | 1 | -2 | -2 | 2 | 0 | 2 | -1 | -1 | 1 | 1 | -2 | 1 | -1 | 1 | 1 | 1 | 1 | 1 | 1 | -1 | 1 | 2 | 2 | 2 | 1 | 1 | 1 | -1 | -1 | -1 | -2 | -1 | 1 | 2 | 2 | 1 | -1 | 1 | -1 | -1 | -1 | -1 | -1 | -1 | -1 | 1 | 1 | 1 | -1 | -2 | -1 | -1 | -1 | -1 | 1 | -1 | -1 | -1 | -1 | -1 | -1 | -1 | -1 | -1 | -1 | -1 | 1 | -1 | -1 | 1 | -2 | 1 | -2 | -2 | -1 | -1 | -1 | -1 | 2 | 2 | 1 | -1 | -1 | 1 | -1 | -1 | -1 | 1 | 1 | 1 | 1 | 1 | 1 | -1 | -1 | 1 | 1 | 1 | 1 | 1 | 1 | -2 | -2 |  | -2
Autel | MAXI US AC W10-N14-H | AC Elite Home | EPRI | AC | 9.6 | 2025-05-28 | 2025-05-28 | Fully Networked | Autel Cloud | Single port. | Single port. NEMA 14-50 plug. Separate holster. | 2 | -2 | -2 | 1 | -1 | -1 | -2 | -2 | -2 | -2 | -2 | -2 | 1 | -2 | -2 | 2 | 0 | 2 | -1 | -1 | 1 | 1 | -2 | 1 | -1 | 1 | 1 | 1 | 1 | 1 | 1 | -1 | 1 | 2 | 2 | 2 | 1 | 1 | 1 | -1 | -1 | -1 | -2 | -1 | 1 | 2 | 2 | 1 | -1 | 1 | -1 | -1 | -1 | -1 | -1 | -1 | -1 | 1 | 1 | 1 | -1 | -2 | -1 | -1 | -1 | -1 | 1 | -1 | -1 | -1 | -1 | -1 | -1 | -1 | -1 | -1 | -1 | -1 | 1 | -1 | -1 | 1 | -2 | 1 | -2 | -2 | -1 | -1 | -1 | -1 | 2 | 2 | 1 | -1 | -1 | 1 | -1 | -1 | -1 | 1 | 1 | 1 | 1 | 1 | 1 | -1 | -1 | 1 | 1 | 1 | 1 | 1 | 1 | -2 | -2 |  | -2
Autel | MAXI US AC W10-N6 | AC Elite Home | EPRI | AC | 9.6 | 2025-05-28 | 2025-05-28 | Fully Networked | Autel Cloud | Single port. | Single port. NEMA 14-50 plug. Separate holster. | 2 | -2 | -2 | 1 | -1 | -1 | -2 | -2 | -2 | -2 | -2 | -2 | 1 | -2 | -2 | 2 | 0 | 2 | -1 | -1 | 1 | 1 | -2 | 1 | -1 | 1 | 1 | 1 | 1 | 1 | 1 | -1 | 1 | 2 | 2 | 2 | 1 | 1 | 1 | -1 | -1 | -1 | -2 | -1 | 1 | 2 | 2 | 1 | -1 | 1 | -1 | -1 | -1 | -1 | -1 | -1 | -1 | 1 | 1 | 1 | -1 | -2 | -1 | -1 | -1 | -1 | 1 | -1 | -1 | -1 | -1 | -1 | -1 | -1 | -1 | -1 | -1 | -1 | 1 | -1 | -1 | 1 | -2 | 1 | -2 | -2 | -1 | -1 | -1 | -1 | 2 | 2 | 1 | -1 | -1 | 1 | -1 | -1 | -1 | 1 | 1 | 1 | 1 | 1 | 1 | -1 | -1 | 1 | 1 | 1 | 1 | 1 | 1 | -2 | -2 |  | -2
Autel | MAXI US AC W10-N6-H | AC Elite Home | EPRI | AC | 9.6 | 2025-05-28 | 2025-05-28 | Fully Networked | Autel Cloud | Single port. | Single port. NEMA 14-50 plug. Separate holster. | 2 | -2 | -2 | 1 | -1 | -1 | -2 | -2 | -2 | -2 | -2 | -2 | 1 | -2 | -2 | 2 | 0 | 2 | -1 | -1 | 1 | 1 | -2 | 1 | -1 | 1 | 1 | 1 | 1 | 1 | 1 | -1 | 1 | 2 | 2 | 2 | 1 | 1 | 1 | -1 | -1 | -1 | -2 | -1 | 1 | 2 | 2 | 1 | -1 | 1 | -1 | -1 | -1 | -1 | -1 | -1 | -1 | 1 | 1 | 1 | -1 | -2 | -1 | -1 | -1 | -1 | 1 | -1 | -1 | -1 | -1 | -1 | -1 | -1 | -1 | -1 | -1 | -1 | 1 | -1 | -1 | 1 | -2 | 1 | -2 | -2 | -1 | -1 | -1 | -1 | 2 | 2 | 1 | -1 | -1 | 1 | -1 | -1 | -1 | 1 | 1 | 1 | 1 | 1 | 1 | -1 | -1 | 1 | 1 | 1 | 1 | 1 | 1 | -2 | -2 |  | -2
Autel | MAXI US AC W12 | AC Elite Home | EPRI | AC | 12 | 2025-05-28 | 2025-05-28 | Fully Networked | Autel Cloud | Single port. | Single port. NEMA 14-50 plug. Separate holster. | 2 | -2 | -2 | 1 | -1 | -1 | -2 | -2 | -2 | -2 | -2 | -2 | 1 | -2 | -2 | 2 | 0 | 2 | -1 | -1 | 1 | 1 | -2 | 1 | 1 | 1 | 1 | 1 | 1 | 1 | 1 | -1 | 1 | 2 | 2 | 2 | 1 | 1 | 1 | -1 | -1 | -1 | -2 | -1 | 1 | 2 | 2 | 1 | -1 | 1 | -1 | -1 | -1 | -1 | -1 | -1 | -1 | 1 | 1 | 1 | -1 | -2 | -1 | -1 | -1 | -1 | 1 | -1 | -1 | -1 | -1 | -1 | -1 | -1 | -1 | -1 | -1 | -1 | 1 | -1 | -1 | 1 | -2 | 1 | -2 | -2 | -1 | -1 | -1 | -1 | 2 | 2 | 1 | -1 | -1 | 1 | -1 | -1 | -1 | 1 | 1 | 1 | 1 | 1 | 1 | -1 | -1 | 1 | 1 | -1 | 1 | 1 | 1 | -2 | -2 |  | -2
Autel | MAXI US AC W12-H | AC Elite Home | EPRI | AC | 12 | 2025-05-28 | 2025-05-28 | Fully Networked | Autel Cloud | Single port. | Single port. NEMA 14-50 plug. Separate holster. | 2 | -2 | -2 | 1 | -1 | -1 | -2 | -2 | -2 | -2 | -2 | -2 | 1 | -2 | -2 | 2 | 0 | 2 | -1 | -1 | 1 | 1 | -2 | 1 | 1 | 1 | 1 | 1 | 1 | 1 | 1 | -1 | 1 | 2 | 2 | 2 | 1 | 1 | 1 | -1 | -1 | -1 | -2 | -1 | 1 | 2 | 2 | 1 | -1 | 1 | -1 | -1 | -1 | -1 | -1 | -1 | -1 | 1 | 1 | 1 | -1 | -2 | -1 | -1 | -1 | -1 | 1 | -1 | -1 | -1 | -1 | -1 | -1 | -1 | -1 | -1 | -1 | -1 | 1 | -1 | -1 | 1 | -2 | 1 | -2 | -2 | -1 | -1 | -1 | -1 | 2 | 2 | 1 | -1 | -1 | 1 | -1 | -1 | -1 | 1 | 1 | 1 | 1 | 1 | 1 | -1 | -1 | 1 | 1 | -1 | 1 | 1 | 1 | -2 | -2 |  | -2
Autel | Maxi UW19C002 | MaxiCharger AC Pro 80A | EPRI | AC | 19.2 | 2025-06-24 | 2023-09-24 | Fully Networked | Autel Cloud | Single port. | Single port. | 2 | -2 | -2 | 1 | -1 | -1 | -2 | -2 | -2 | -2 | -2 | -2 | 1 | -2 | -2 | 2 | 0 | 2 | 2 | -1 | 1 | 1 | -2 | 1 | 1 | 1 | 1 | 1 | 1 | 1 | 1 | 1 | 1 | -1 | 2 | 2 | 1 | 1 | 1 | 1 | 2 | 2 | -2 | 1 | 1 | 2 | 2 | 1 | -2 | 1 | -1 | 1 | 1 | 1 | 2 | 2 | 1 | 1 | 2 | 1 | 1 | -2 | 1 | 1 | 1 | -1 | 1 | 1 | -1 | 1 | -1 | -1 | -1 | 1 | 1 | 1 | 1 | 1 | 1 | -1 | -1 | 1 | -2 | 1 | -2 | -2 | 1 | 1 | 1 | 1 | 2 | 2 | 1 | 1 | 1 | 1 | 1 | 1 | 1 | 1 | 1 | 1 | 1 | 1 | 1 | 1 | 1 | 1 | 1 | -1 | 1 | 1 | 1 | -2 | -2 |  | -2
Autel | Maxi UW19CJ02 | MaxiCharger AC 80A | EPRI | AC | 19.2 | 2025-06-24 | 2023-09-24 | Fully Networked | Autel Cloud | Single port. | Single port. | 2 | -2 | -2 | 1 | -1 | -1 | -2 | -2 | -2 | -2 | -2 | -2 | 1 | -2 | -2 | 2 | 0 | 2 | 2 | -1 | 1 | 1 | -2 | 1 | 1 | 1 | 1 | 1 | 1 | 1 | 1 | 1 | 1 | -1 | 2 | 2 | 1 | 1 | 1 | 1 | 2 | 2 | -2 | 1 | 1 | 2 | 2 | 1 | -2 | 1 | -1 | 1 | 1 | 1 | 2 | 2 | 1 | 1 | 2 | 1 | 1 | -2 | 1 | 1 | 1 | -1 | 1 | 1 | -1 | 1 | -1 | -1 | -1 | 1 | 1 | 1 | 1 | 1 | 1 | -1 | -1 | 1 | -2 | 1 | -2 | -2 | 1 | 1 | 1 | 1 | 2 | 2 | 1 | 1 | 1 | 1 | 1 | 1 | 1 | 1 | 1 | 1 | 1 | 1 | 1 | 1 | 1 | 1 | 1 | -1 | 1 | 1 | 1 | -2 | -2 |  | -2
Autel | Maxi UW19L002 | MaxiCharger AC Pro 80A | EPRI | AC | 19.2 | 2025-06-24 | 2023-09-24 | Fully Networked | Autel Cloud | Single port. | Single port. | 2 | -2 | -2 | 1 | -1 | -1 | -2 | -2 | -2 | -2 | -2 | -2 | 1 | -2 | -2 | 2 | 0 | 2 | 2 | -1 | 1 | 1 | -2 | 1 | 1 | 1 | 1 | 1 | 1 | 1 | 1 | 1 | 1 | -1 | 2 | 2 | 1 | 1 | 1 | 1 | 2 | 2 | -2 | 1 | 1 | 2 | 2 | 1 | -2 | 1 | -1 | 1 | 1 | 1 | 2 | 2 | 1 | 1 | 2 | 1 | 1 | -2 | 1 | 1 | 1 | -1 | 1 | 1 | -1 | 1 | -1 | -1 | -1 | 1 | 1 | 1 | 1 | 1 | 1 | -1 | -1 | 1 | -2 | 1 | -2 | -2 | 1 | 1 | 1 | 1 | 2 | 2 | 1 | 1 | 1 | 1 | 1 | 1 | 1 | 1 | 1 | 1 | 1 | 1 | 1 | 1 | 1 | 1 | 1 | -1 | 1 | 1 | 1 | -2 | -2 |  | -2
Autel | Maxi UW19L002-40 | MaxiCharger AC Pro 80A-40 | EPRI | AC | 9.6 | 2025-09-29 | 2025-09-29 | Fully Networked | Autel Cloud | Single port. | Single port. | 2 | -2 | -2 | 1 | -1 | -1 | -2 | -2 | -2 | -2 | -2 | -2 | 1 | -2 | -2 | 2 | 0 | 2 | 2 | -1 | 1 | 1 | -2 | 1 | 1 | 1 | 1 | 1 | 1 | 1 | 1 | 1 | 1 | -1 | 2 | 2 | 1 | 1 | 1 | 1 | 2 | 2 | -2 | 1 | 1 | 2 | 2 | 1 | -2 | 1 | -1 | 1 | 1 | 1 | 2 | 2 | 1 | 1 | 2 | 1 | 1 | -2 | 1 | 1 | 1 | -1 | 1 | 1 | -1 | 1 | -1 | -1 | -1 | 1 | 1 | 1 | 1 | 1 | 1 | -1 | -1 | 1 | -2 | 1 | -2 | -2 | 1 | 1 | 1 | 1 | 2 | 2 | 1 | 1 | 1 | 1 | 1 | 1 | 1 | 1 | 1 | 1 | 1 | 1 | 1 | 1 | 1 | 1 | 1 | 1 | -1 | 1 | 1 | -2 | -2 |  | -2
Autel | Maxi UW19LB02 | MaxiCharger AC 80A | EPRI | AC | 19.2 | 2025-06-24 | 2023-09-24 | Fully Networked | Autel Cloud | Single port. | Single port. | 2 | -2 | -2 | 1 | -1 | -1 | -2 | -2 | -2 | -2 | -2 | -2 | 1 | -2 | -2 | 2 | 0 | 2 | 2 | -1 | 1 | 1 | -2 | 1 | 1 | 1 | 1 | 1 | 1 | 1 | 1 | -1 | 1 | -1 | 2 | 2 | 1 | 1 | 1 | 1 | 2 | 2 | -2 | 1 | 1 | 2 | 2 | 1 | -2 | 1 | -1 | -1 | 1 | 1 | 2 | 2 | 1 | 1 | 2 | 1 | -1 | -2 | -1 | -1 | -1 | -1 | 1 | -1 | -1 | 1 | -1 | -1 | -1 | 1 | 1 | 1 | 1 | 1 | 1 | -1 | -1 | 1 | -2 | 1 | -2 | -2 | -1 | -1 | -1 | -1 | 2 | 2 | 1 | 1 | 1 | 1 | 1 | 1 | -1 | 1 | 1 | 1 | 1 | 1 | 1 | -1 | -1 | 1 | 1 | -1 | 1 | 1 | 1 | -2 | -2 |  | -2
Autel | Maxi UW19LJ02 | MaxiCharger AC 80A | EPRI | AC | 19.2 | 2025-06-24 | 2023-09-24 | Fully Networked | Autel Cloud | Single port. | Single port. | 2 | -2 | -2 | 1 | -1 | -1 | -2 | -2 | -2 | -2 | -2 | -2 | 1 | -2 | -2 | 2 | 0 | 2 | 2 | -1 | 1 | 1 | -2 | 1 | 1 | 1 | 1 | 1 | 1 | 1 | 1 | 1 | 1 | -1 | 2 | 2 | 1 | 1 | 1 | 1 | 2 | 2 | -2 | 1 | 1 | 2 | 2 | 1 | -2 | 1 | -1 | 1 | 1 | 1 | 2 | 2 | 1 | 1 | 2 | 1 | 1 | -2 | 1 | 1 | 1 | -1 | 1 | 1 | -1 | 1 | -1 | -1 | -1 | 1 | 1 | 1 | 1 | 1 | 1 | -1 | -1 | 1 | -2 | 1 | -2 | -2 | 1 | 1 | 1 | 1 | 2 | 2 | 1 | 1 | 1 | 1 | 1 | 1 | 1 | 1 | 1 | 1 | 1 | 1 | 1 | 1 | 1 | 1 | 1 | -1 | 1 | 1 | 1 | -2 | -2 |  | -2
Autel | Maxi UW19LJ02-40 | MaxiCharger AC 80A-40 | EPRI | AC | 9.6 | 2025-12-02 | 2025-12-02 | Fully Networked | Autel Cloud | Single port. | Single port. | 2 | -2 | -2 | 1 | -1 | -1 | -2 | -2 | -2 | -2 | -2 | -2 | 1 | -2 | -2 | 2 | 0 | 2 | 2 | -1 | 1 | 1 | -2 | 1 | 1 | 1 | 1 | 1 | 1 | 1 | 1 | 1 | 1 | -1 | 2 | 2 | 1 | 1 | 1 | 1 | 2 | 2 | -2 | 1 | 1 | 2 | 2 | 1 | -2 | 1 | -1 | 1 | 1 | 1 | 2 | 2 | 1 | 1 | 2 | 1 | 1 | -2 | 1 | 1 | 1 | -1 | 1 | 1 | -1 | 1 | -1 | -1 | -1 | 1 | 1 | 1 | 1 | 1 | 1 | -1 | -1 | 1 | -2 | 1 | -2 | -2 | 1 | 1 | 1 | 1 | 2 | 2 | 1 | 1 | 1 | 1 | 1 | 1 | 1 | 1 | 1 | 1 | 1 | 1 | 1 | 1 | 1 | 1 | 1 | 1 | -1 | 1 | 1 | -2 | -2 |  | -2
Autel | UF####001 | AC Ultra | EPRI/PGE | AC | 19.2 | 2025-06-20 | 2024-07-01 | Fully Networked | Autel Cloud | Single or dual port | Single Port or Dual Port. No credit card reader | 2 | -2 | -2 | 1 | 0 | 0 | -2 | -2 | -2 | -2 | -2 | -2 | 1 | -2 | -2 | 2 | 0 | 2 | 2 | -1 | 1 | 1 | -2 | 1 | 1 | 1 | 1 | 1 | 1 | 1 | 1 | 1 | 1 | -1 | 2 | 2 | 1 | 1 | 1 | 1 | 2 | 2 | -2 | 1 | 1 | 2 | 2 | 1 | -2 | 1 | -1 | 1 | 1 | 1 | 2 | 2 | 1 | 1 | 2 | 1 | 1 | -2 | 1 | 1 | 1 | -1 | 1 | 1 | 2 | 1 | -1 | -1 | -1 | 1 | 1 | 1 | 1 | 1 | 1 | -1 | -2 | 1 | -2 | 1 | -2 | -2 | -1 | 1 | 1 | 1 | 2 | 2 | 1 | 1 | 1 | 1 | 1 | 1 | 1 | 1 | 1 | 1 | 1 | 1 | 1 | 1 | 1 | 1 | 1 | -1 | 1 | 1 | 1 | -2 | -2 |  | 1
Autel | UF####1-40 | AC Ultra 40 | EPRI/PGE | AC | 9.6 | 2025-06-20 | 2024-07-01 | Fully Networked | Autel Cloud | Dual Port | Dual Port. This is the same model as the UF****01. The charger can be derated to 40A and thus be eligible for SCE's Charge Ready Light Duty program. SCE added -40 at the end to differentiate it from the other 80A version. | 2 | -2 | -2 | 1 | 0 | 0 | -2 | -2 | -2 | -2 | -2 | -2 | 1 | -2 | -2 | 2 | 0 | 2 | 2 | -1 | 1 | 1 | -2 | 1 | 1 | 1 | 1 | 1 | 1 | 1 | 1 | 1 | 1 | -1 | 2 | 2 | 1 | 1 | 1 | 1 | 2 | 2 | -2 | 1 | 1 | 2 | 2 | 1 | -2 | 1 | -1 | 1 | 1 | 1 | 2 | 2 | 1 | 1 | 2 | 1 | 1 | -2 | 1 | 1 | 1 | 1 | 1 | 1 | 2 | 1 | 1 | 1 | 1 | 1 | 1 | 1 | 1 | 1 | 1 | -1 | -2 | 1 | -2 | 1 | -2 | -2 | 1 | 1 | 1 | 1 | 2 | 2 | 1 | 1 | 1 | 1 | 1 | 1 | 1 | 1 | 1 | 1 | 1 | 1 | 1 | 1 | 1 | 1 | 1 | 1 | -1 | 1 | 1 | -2 | -2 |  | -2
Autel | UF####101 | AC Ultra | EPRI/PGE | AC | 19.2 | 2025-06-20 | 2023-04-28 | Fully Networked | Autel Cloud | Single or dual port | Single Port or Dual Port | 2 | -2 | -2 | 1 | 0 | 0 | -2 | -2 | -2 | -2 | -2 | -2 | 1 | -2 | -2 | 2 | 0 | 2 | 2 | -1 | 1 | 1 | -2 | 1 | 1 | 1 | 1 | 1 | 1 | 1 | 1 | 1 | 1 | -1 | 2 | 2 | 1 | 1 | 1 | 1 | 2 | 2 | -2 | 1 | 1 | 2 | 2 | 1 | -2 | 1 | -1 | 1 | 1 | 1 | 2 | 2 | 1 | 1 | 2 | 1 | 1 | -2 | 1 | 1 | 1 | 1 | 1 | 1 | 2 | 1 | 1 | 1 | 1 | 1 | 1 | 1 | 1 | 1 | 1 | -1 | -2 | 1 | -2 | 1 | -2 | -2 | 1 | 1 | 1 | 1 | 2 | 2 | 1 | 1 | 1 | 1 | 1 | 1 | 1 | 1 | 1 | 1 | 1 | 1 | 1 | 1 | 1 | 1 | 1 | -1 | 1 | 1 | 1 | -2 | -2 |  | 1
Autel | UF060A3001 | Maxicharger DC Fast 60kW | EPRI/PGE | DC | 60 | 2025-06-20 | 2023-04-28 | Fully Networked | Autel Cloud | Single or dual port | Single or dual port | -2 | 2 | -2 | -2 | -2 | -2 | 1 | 0 | 0 | 0 | -2 | -2 | -2 | 1 | -2 | 2 | -2 | 2 | 2 | -1 | 1 | -2 | 1 | 1 | 1 | 1 | 1 | 1 | 1 | 0 | 1 | 1 | 1 | -1 | 2 | 2 | 1 | 1 | 1 | 1 | 2 | 2 | -2 | 1 | 1 | 2 | 2 | 1 | -2 | 1 | -1 | 1 | 1 | 1 | 2 | 2 | 1 | 1 | 2 | 1 | -2 | 1 | 1 | 1 | 1 | 1 | 1 | 1 | 2 | 1 | 1 | 1 | 1 | 1 | 1 | 1 | 1 | 1 | -2 | 1 | 1 | -2 | 1 | -2 | -1 | 1 | 1 | 1 | 1 | 1 | 2 | -2 | 1 | 1 | 1 | 1 | 1 | 1 | 1 | 1 | 1 | 1 | 1 | 1 | 1 | 1 | 1 | 1 | 1 | -2 | -2 | 1 | 1 | -2 | -2 |  | -2
Autel | UF080A3001 | Maxicharger DC Fast 80kW | EPRI/PGE | DC | 80 | 2025-06-20 | 2023-04-28 | Fully Networked | Autel Cloud | Single or dual port | Single or dual port | -2 | 2 | -2 | -2 | -2 | -2 | 1 | 0 | 0 | 0 | -2 | -2 | -2 | 1 | -2 | 2 | -2 | -1 | 2 | -1 | 1 | -2 | 1 | 1 | 1 | 1 | 1 | 1 | 1 | 0 | 1 | 1 | 1 | -1 | 2 | 2 | 1 | 1 | 1 | 1 | 2 | 2 | -2 | 1 | 1 | 2 | 2 | 1 | -2 | 1 | -1 | 1 | 1 | 1 | 2 | 2 | 1 | 1 | 2 | 1 | -2 | 1 | 1 | 1 | 1 | 1 | 1 | 1 | 2 | 1 | 1 | 1 | 1 | 1 | 1 | 1 | 1 | 1 | -2 | 1 | 1 | -2 | 1 | -2 | -1 | 1 | 1 | 1 | 1 | 1 | 2 | -2 | 1 | 1 | 1 | 1 | 1 | 1 | 1 | 1 | 1 | 1 | 1 | 1 | 1 | 1 | 1 | 1 | 1 | -2 | -2 | 1 | 1 | -2 | -2 |  | -2
Autel | UF100A3001 | Maxicharger DC Fast 100kW | EPRI/PGE | DC | 100 | 2025-06-20 | 2023-04-28 | Fully Networked | Autel Cloud | Single or dual port | Single or dual port | -2 | 2 | -2 | -2 | -2 | -2 | 1 | 0 | 0 | 0 | -2 | -2 | -2 | 1 | -2 | 2 | -2 | -1 | 2 | -1 | 1 | -2 | 1 | 1 | 1 | 1 | 1 | 1 | 1 | 0 | 1 | 1 | 1 | -1 | 2 | 2 | 1 | 1 | 1 | 1 | 2 | 2 | -2 | 1 | 1 | 2 | 2 | 1 | -2 | 1 | -1 | 1 | 1 | 1 | 2 | 2 | 1 | 1 | 2 | 1 | -2 | 1 | 1 | 1 | 1 | 1 | 1 | 1 | 2 | 1 | 1 | 1 | 1 | 1 | 1 | 1 | 1 | 1 | -2 | 1 | 1 | -2 | 1 | -2 | -1 | 1 | 1 | 1 | 1 | 1 | 2 | -2 | 1 | 1 | 1 | 1 | 1 | 1 | 1 | 1 | 1 | 1 | 1 | 1 | 1 | 1 | 1 | 1 | 1 | -2 | -2 | 1 | 1 | -2 | -2 |  | -2
Autel | UF120A3001 | Maxicharger DC Fast 120kW | EPRI/PGE | DC | 120 | 2025-06-20 | 2023-04-28 | Fully Networked | Autel Cloud | Single or dual port | Single or dual port | -2 | 2 | -2 | -2 | -2 | -2 | 1 | 0 | 0 | 0 | -2 | -2 | -2 | 1 | -2 | 2 | -2 | 2 | 2 | -1 | 1 | -2 | 1 | 1 | 1 | 1 | 1 | 1 | 1 | 0 | 1 | 1 | 1 | -1 | 2 | 2 | 1 | 1 | 1 | 1 | 2 | 2 | -2 | 1 | 1 | 2 | 2 | 1 | -2 | 1 | -1 | 1 | 1 | 1 | 2 | 2 | 1 | 1 | 2 | 1 | -2 | 1 | 1 | 1 | 1 | 1 | 1 | 1 | 2 | 1 | 1 | 1 | 1 | 1 | 1 | 1 | 1 | 1 | -2 | 1 | 1 | -2 | 1 | -2 | -1 | 1 | 1 | 1 | 1 | 1 | 2 | -2 | 1 | 1 | 1 | 1 | 1 | 1 | 1 | 1 | 1 | 1 | 1 | 1 | 1 | 1 | 1 | 1 | 1 | -2 | -2 | 1 | 1 | -2 | -2 |  | -2
Autel | UF140A4001 | Maxicharger DC Fast 140kW | EPRI/PGE | DC | 140 | 2025-06-20 | 2023-04-28 | Fully Networked | Autel Cloud | Single or dual port | Single or dual port | -2 | 2 | -2 | -2 | -2 | -2 | 1 | 0 | 0 | 0 | -2 | -2 | -2 | 1 | -2 | 2 | -2 | -1 | 2 | -1 | 1 | -2 | 1 | 1 | 1 | 1 | 1 | 1 | 1 | 0 | 1 | 1 | 1 | -1 | 2 | 2 | 1 | 1 | 1 | 1 | 2 | 2 | -2 | 1 | 1 | 2 | 2 | 1 | -2 | 1 | -1 | 1 | 1 | 1 | 2 | 2 | 1 | 1 | 2 | 1 | -2 | 1 | 1 | 1 | 1 | 1 | 1 | 1 | 2 | 1 | 1 | 1 | 1 | 1 | 1 | 1 | 1 | 1 | -2 | 1 | 1 | -2 | 1 | -2 | -1 | 1 | 1 | 1 | 1 | 1 | 2 | -2 | 1 | 1 | 1 | 1 | 1 | 1 | 1 | 1 | 1 | 1 | 1 | 1 | 1 | 1 | 1 | 1 | 1 | -2 | -2 | 1 | 1 | -2 | -2 |  | -2
Autel | UF160A4001 | Maxicharger DC Fast 160kW | EPRI/PGE | DC | 160 | 2025-06-20 | 2023-04-28 | Fully Networked | Autel Cloud | Single or dual port | Single or dual port | -2 | 2 | -2 | -2 | -2 | -2 | 1 | 0 | 0 | 0 | -2 | -2 | -2 | 1 | -2 | 2 | -2 | 2 | 2 | -1 | 1 | -2 | 1 | 1 | 1 | 1 | 1 | 1 | 1 | 0 | 1 | 1 | 1 | -1 | 2 | 2 | 1 | 1 | 1 | 1 | 2 | 2 | -2 | 1 | 1 | 2 | 2 | 1 | -2 | 1 | -1 | 1 | 1 | 1 | 2 | 2 | 1 | 1 | 2 | 1 | -2 | 1 | 1 | 1 | 1 | 1 | 1 | 1 | 2 | 1 | 1 | 1 | 1 | 1 | 1 | 1 | 1 | 1 | -2 | 1 | 1 | -2 | 1 | -2 | 1 | 1 | 1 | 1 | 1 | 1 | 2 | -2 | 1 | 1 | 1 | 1 | 1 | 1 | 1 | 1 | 1 | 1 | 1 | 1 | 1 | 1 | 1 | 1 | 1 | -2 | -2 | 1 | 1 | -2 | -2 |  | -2
Autel | UF180A4001 | Maxicharger DC Fast 180kW | EPRI/PGE | DC | 180 | 2025-06-20 | 2023-04-28 | Fully Networked | Autel Cloud | Single or dual port | Single or dual port | -2 | 2 | -2 | -2 | -2 | -2 | 1 | 0 | 0 | 0 | -2 | -2 | -2 | 1 | -2 | 2 | -2 | 2 | 2 | -1 | 1 | -2 | 1 | 1 | 1 | 1 | 1 | 1 | 1 | 0 | 1 | 1 | 1 | -1 | 2 | 2 | 1 | 1 | 1 | 1 | 2 | 2 | -2 | 1 | 1 | 2 | 2 | 1 | -2 | 1 | -1 | 1 | 1 | 1 | 2 | 2 | 1 | 1 | 2 | 1 | -2 | 1 | 1 | 1 | 1 | 1 | 1 | 1 | 2 | 1 | 1 | 1 | 1 | 1 | 1 | 1 | 1 | 1 | -2 | 1 | 1 | -2 | 1 | -2 | 1 | 1 | 1 | 1 | 1 | 1 | 2 | -2 | 1 | 1 | 1 | 1 | 1 | 1 | 1 | 1 | 1 | 1 | 1 | 1 | 1 | 1 | 1 | 1 | 1 | -2 | -2 | 1 | 1 | -2 | -2 |  | -2
Autel | UF200A4001 | Maxicharger DC Fast 200kW | EPRI/PGE | DC | 200 | 2025-06-20 | 2023-04-28 | Fully Networked | Autel Cloud | Single or dual port | Single or dual port | -2 | 2 | -2 | -2 | -2 | -2 | 1 | 0 | 0 | 0 | -2 | -2 | -2 | 1 | -2 | 2 | -2 | -1 | 2 | -1 | 1 | -2 | 1 | 1 | 1 | 1 | 1 | 1 | 1 | 0 | 1 | 1 | 1 | -1 | 2 | 2 | 1 | 1 | 1 | 1 | 2 | 2 | -2 | 1 | 1 | 2 | 2 | 1 | -2 | 1 | -1 | 1 | 1 | 1 | 2 | 2 | 1 | 1 | 2 | 1 | -2 | 1 | 1 | 1 | 1 | 1 | 1 | 1 | 2 | 1 | 1 | 1 | 1 | 1 | 1 | 1 | 1 | 1 | -2 | 1 | 1 | -2 | 1 | -2 | 1 | 1 | 1 | 1 | 1 | 1 | 2 | -2 | 1 | 1 | 1 | 1 | 1 | 1 | 1 | 1 | 1 | 1 | 1 | 1 | 1 | 1 | 1 | 1 | 1 | -2 | -2 | 1 | 1 | -2 | -2 |  | -2
Autel | UF220A4001 | Maxicharger DC Fast 220kW | EPRI/PGE | DC | 220 | 2025-06-20 | 2023-04-28 | Fully Networked | Autel Cloud | Single or dual port | Single or dual port | -2 | 2 | -2 | -2 | -2 | -2 | 1 | 0 | 0 | 0 | -2 | -2 | -2 | 1 | -2 | 2 | -2 | -1 | 2 | -1 | 1 | -2 | 1 | 1 | 1 | 1 | 1 | 1 | 1 | 0 | 1 | 1 | 1 | -1 | 2 | 2 | 1 | 1 | 1 | 1 | 2 | 2 | -2 | 1 | 1 | 2 | 2 | 1 | -2 | 1 | -1 | 1 | 1 | 1 | 2 | 2 | 1 | 1 | 2 | 1 | -2 | 1 | 1 | 1 | 1 | 1 | 1 | 1 | 2 | 1 | 1 | 1 | 1 | 1 | 1 | 1 | 1 | 1 | -2 | 1 | 1 | -2 | 1 | -2 | 1 | 1 | 1 | 1 | 1 | 1 | 2 | -2 | 1 | 1 | 1 | 1 | 1 | 1 | 1 | 1 | 1 | 1 | 1 | 1 | 1 | 1 | 1 | 1 | 1 | -2 | -2 | 1 | 1 | -2 | -2 |  | -2
Autel | UF240A4001 | Maxicharger DC Fast 240kW | EPRI/PGE | DC | 240 | 2025-06-20 | 2023-04-28 | Fully Networked | Autel Cloud | Single or dual port | Single or dual port | -2 | 2 | -2 | -2 | -2 | -2 | 1 | 0 | 0 | 0 | -2 | -2 | -2 | 1 | -2 | 2 | -2 | 2 | 2 | -1 | 1 | -2 | 1 | 1 | 1 | 1 | 1 | 1 | 1 | 0 | 1 | 1 | 1 | -1 | 2 | 2 | 1 | 1 | 1 | 1 | 2 | 2 | -2 | 1 | 1 | 2 | 2 | 1 | -2 | 1 | -1 | 1 | 1 | 1 | 2 | 2 | 1 | 1 | 2 | 1 | -2 | 1 | 1 | 1 | 1 | 1 | 1 | 1 | 2 | 1 | 1 | 1 | 1 | 1 | 1 | 1 | 1 | 1 | -2 | 1 | 1 | -2 | 1 | -2 | 1 | 1 | 1 | 1 | 1 | 1 | 2 | -2 | 1 | 1 | 1 | 1 | 1 | 1 | 1 | 1 | 1 | 1 | 1 | 1 | 1 | 1 | 1 | 1 | 1 | -2 | -2 | 1 | 1 | -2 | -2 |  | -2
Autel | UW12-J0610CA0002 | MaxiCharger AC Single | EPRI | AC | 12 | 2025-06-20 | 2025-05-28 | Fully Networked | Autel Cloud | Single port. | Single port. | 2 | -2 | -2 | 1 | -1 | 1 | -2 | -2 | -2 | -2 | -2 | -2 | 1 | -2 | -2 | 2 | 2 | 2 | 2 | -1 | 1 | 1 | -2 | 1 | 1 | 1 | 1 | 1 | 1 | 1 | 1 | 1 | 1 | 2 | 2 | 2 | 1 | 1 | 1 | 1 | 2 | 2 | -2 | 1 | -2 | 2 | 2 | 1 | -2 | 1 | -1 | 1 | 1 | 1 | 2 | 2 | 1 | 1 | 2 | 1 | 1 | -2 | 1 | 1 | 1 | -1 | 1 | 1 | 2 | 1 | -1 | -1 | -1 | 1 | 1 | 1 | 1 | 1 | 1 | -1 | -1 | 1 | -2 | 1 | -2 | -2 | 1 | 1 | 1 | 1 | 2 | 2 | 1 | 1 | 1 | 1 | 1 | 1 | 1 | 1 | 1 | 1 | 1 | 1 | 1 | 1 | 1 | 1 | 1 | -1 | 1 | 1 | 1 | -2 | -2 |  | -2
Autel | UW12-J0610CA0002-40 | MaxiCharger AC Single | EPRI | AC | 9.6 | 2025-07-23 | 2025-05-28 | Fully Networked | Autel Cloud | Single port. | Single port. | 2 | -2 | -2 | 1 | -1 | 1 | -2 | -2 | -2 | -2 | -2 | -2 | 1 | -2 | -2 | 2 | 2 | 2 | 2 | -1 | 1 | 1 | -2 | 1 | 1 | 1 | 1 | 1 | 1 | 1 | 1 | 1 | 1 | 2 | 2 | 2 | 1 | 1 | 1 | 1 | 2 | 2 | -2 | 1 | -2 | 2 | 2 | 1 | -2 | 1 | -1 | 1 | 1 | 1 | 2 | 2 | 1 | 1 | 2 | 1 | 1 | -2 | 1 | 1 | 1 | -1 | 1 | 1 | 2 | 1 | -1 | -1 | -1 | 1 | 1 | 1 | 1 | 1 | 1 | -1 | -1 | 1 | -2 | 1 | -2 | -2 | 1 | 1 | 1 | 1 | 2 | 2 | 1 | 1 | 1 | 1 | 1 | 1 | 1 | 1 | 1 | 1 | 1 | 1 | 1 | 1 | 1 | 1 | 1 | 1 | -1 | 1 | 1 | -2 | -2 |  | -2
Autel | UW12-J0610CA0002-32 | MaxiCharger AC Single | EPRI | AC | 7.7 | 2025-09-29 | 2025-09-29 | Fully Networked | Autel Cloud | Single port. | Single port. | 2 | -2 | -2 | 1 | -1 | 1 | -2 | -2 | -2 | -2 | -2 | -2 | 1 | -2 | -2 | 2 | 2 | 2 | 2 | -1 | 1 | 1 | -2 | 1 | 1 | 1 | 1 | 1 | 1 | 1 | 1 | 1 | 1 | 2 | 2 | 2 | 1 | 1 | 1 | 1 | 2 | 2 | -2 | 1 | -2 | 2 | 2 | 1 | -2 | 1 | -1 | 1 | 1 | 1 | 2 | 2 | 1 | 1 | 2 | 1 | 1 | -2 | 1 | 1 | 1 | -1 | 1 | 1 | 2 | 1 | -1 | -1 | -1 | 1 | 1 | 1 | 1 | 1 | 1 | -1 | -1 | 1 | -2 | 1 | -2 | -2 | 1 | 1 | 1 | 1 | 2 | 2 | 1 | 1 | 1 | 1 | 1 | 1 | 1 | 1 | 1 | 1 | 1 | 1 | 1 | 1 | 1 | 1 | 1 | 1 | -1 | 1 | 1 | -2 | -2 |  | -2
Autel | UW12-J0650CA0002 | MaxiCharger AC Single | EPRI | AC | 12 | 2025-06-20 | 2025-05-28 | Fully Networked | Autel Cloud | Single port. | Single port. | 2 | -2 | -2 | 1 | -1 | 1 | -2 | -2 | -2 | -2 | -2 | -2 | 1 | -2 | -2 | 2 | 2 | 2 | 2 | -1 | 1 | 1 | -2 | 1 | 1 | 1 | 1 | 1 | 1 | 1 | 1 | 1 | 1 | 2 | 2 | 2 | 1 | 1 | 1 | 1 | 2 | 2 | -2 | 1 | -2 | 2 | 2 | 1 | -2 | 1 | -1 | 1 | 1 | 1 | 2 | 2 | 1 | 1 | 2 | 1 | 1 | -2 | 1 | 1 | 1 | -1 | 1 | 1 | 2 | 1 | -1 | -1 | -1 | 1 | 1 | 1 | 1 | 1 | 1 | -1 | -1 | 1 | -2 | 1 | -2 | -2 | 1 | 1 | 1 | 1 | 2 | 2 | 1 | 1 | 1 | 1 | 1 | 1 | 1 | 1 | 1 | 1 | 1 | 1 | 1 | 1 | 1 | 1 | 1 | -1 | 1 | 1 | 1 | -2 | -2 |  | -2
Autel | UW12-J0650CA0002-40 | MaxiCharger AC Single-40 | EPRI | AC | 9.6 | 2025-07-23 | 2025-05-28 | Fully Networked | Autel Cloud | Single port. | Single port. | 2 | -2 | -2 | 1 | -1 | 1 | -2 | -2 | -2 | -2 | -2 | -2 | 1 | -2 | -2 | 2 | 2 | 2 | 2 | -1 | 1 | 1 | -2 | 1 | 1 | 1 | 1 | 1 | 1 | 1 | 1 | 1 | 1 | 2 | 2 | 2 | 1 | 1 | 1 | 1 | 2 | 2 | -2 | 1 | -2 | 2 | 2 | 1 | -2 | 1 | -1 | 1 | 1 | 1 | 2 | 2 | 1 | 1 | 2 | 1 | 1 | -2 | 1 | 1 | 1 | -1 | 1 | 1 | 2 | 1 | -1 | -1 | -1 | 1 | 1 | 1 | 1 | 1 | 1 | -1 | -1 | 1 | -2 | 1 | -2 | -2 | 1 | 1 | 1 | 1 | 2 | 2 | 1 | 1 | 1 | 1 | 1 | 1 | 1 | 1 | 1 | 1 | 1 | 1 | 1 | 1 | 1 | 1 | 1 | 1 | -1 | 1 | 1 | -2 | -2 |  | -2
Autel | UW12-J0650CA0002-32 | MaxiCharger AC Single-32 | EPRI | AC | 7.7 | 2025-12-02 | 2025-12-02 | Fully Networked | Autel Cloud | Single port. | Single port. | 2 | -2 | -2 | 1 | -1 | 1 | -2 | -2 | -2 | -2 | -2 | -2 | 1 | -2 | -2 | 2 | 2 | 2 | 2 | -1 | 1 | 1 | -2 | 1 | 1 | 1 | 1 | 1 | 1 | 1 | 1 | 1 | 1 | 2 | 2 | 2 | 1 | 1 | 1 | 1 | 2 | 2 | -2 | 1 | -2 | 2 | 2 | 1 | -2 | 1 | -1 | 1 | 1 | 1 | 2 | 2 | 1 | 1 | 2 | 1 | 1 | -2 | 1 | 1 | 1 | -1 | 1 | 1 | 2 | 1 | -1 | -1 | -1 | 1 | 1 | 1 | 1 | 1 | 1 | -1 | -1 | 1 | -2 | 1 | -2 | -2 | 1 | 1 | 1 | 1 | 2 | 2 | 1 | 1 | 1 | 1 | 1 | 1 | 1 | 1 | 1 | 1 | 1 | 1 | 1 | 1 | 1 | 1 | 1 | 1 | -1 | 1 | 1 | -2 | -2 |  | -2
Autel |  |  | EPRI/PGE | NETWORK | NA | 2025-06-20 | 2023-04-28 | Network Software | Autel Cloud |  | OCPP Full certificate for software version 2.0.105 | -2 | -2 | -2 | -2 | -2 | -2 | -2 | -2 | -2 | -2 | -2 | -2 | -2 | -2 | -2 | -2 | -2 | -2 | -2 | -2 | -2 | -2 | -2 | -2 | -2 | -2 | -2 | -2 | -2 | -2 | -2 | -2 | -2 | -2 | -2 | -2 | -2 | -2 | -2 | -2 | -2 | -2 | -2 | -2 | 1 | 2 | 2 | 1 | -2 | 1 | -1 | 1 | 1 | 1 | 2 | 2 | 1 | 1 | 2 | 1 | -2 | -2 | 1 | 1 | 1 | 1 | 1 | 1 | -2 | 1 | -2 | 0 | 0 | 0 | 0 | 0 | 0 | 0 | -2 | -2 | -2 | -2 | -2 | -2 | -2 | -2 | -2 | 1 | 1 | 1 | -2 | -2 | 1 | -2 | -2 | 1 | 1 | 1 | -2 | 1 | 1 | 1 | 1 | 1 | 1 | 1 | 1 | 1 | 1 | -2 | -2 | 1 | 1 | 1 | -1 |  | 1
Blink | HQW2-50C | HQ 200 Smart | Eversource CT | AC | 12 | 2025-12-08 | 2025-12-08 | Network Capable |  |  |  | 2 | -2 | -2 | 0 | 0 | 0 | -2 | -2 | -2 | -2 | -2 | -2 | 0 | -2 | -2 | 0 | 0 | 0 | -1 | -1 | 0 | 0 | -2 | 0 | 0 | 0 | 0 | 0 | 0 | 0 | 0 | 0 | 0 | 0 | 0 | 0 | 0 | 0 | 0 | 0 | 0 | 0 | -2 | 0 | -2 | -2 | -2 | -2 | -2 | -2 | -2 | -2 | -2 | -2 | -2 | -2 | -2 | -2 | -2 | -2 | 0 | -2 | -2 | -2 | -2 | 0 | -2 | -2 | -2 | 0 | 0 | 0 | 0 | -2 | -2 | -2 | 0 | -2 | 0 | 0 | 0 | 0 | -2 | 0 | -2 | -2 | 0 | 0 | 0 | 0 | 0 | 0 | 0 | 0 | 0 | 0 | 0 | 0 | 0 | 0 | 0 | 0 | 0 | -2 | 0 | 0 | 0 | 0 | 0 | -2 | 0 | -2 | -2 | -2 | -2 |  | 1
Blink | 780 | Series 7 ISO Single | EPRI/Evergy | AC | 19.2 | 2025-06-17 | 2022-06-22 | Fully Networked | Blink | Single port. | Single port. | 2 | -2 | -2 | 1 | -1 | 1 | -2 | -2 | -2 | -2 | -2 | -2 | 1 | -2 | -2 | 2 | 0 | 2 | -1 | 2 | 1 | 1 | -2 | 1 | 1 | 1 | 1 | 1 | 1 | 1 | 1 | 1 | 1 | -1 | -1 | -1 | 1 | 1 | 1 | -1 | -1 | -1 | -2 | -1 | 1 | -1 | -1 | -1 | -2 | 1 | -1 | 1 | 1 | -1 | -1 | -1 | -1 | 1 | 2 | 1 | 1 | -2 | 1 | 1 | 1 | -1 | 1 | 1 | 1 | 1 | 1 | -1 | 1 | 1 | 1 | 1 | 1 | 1 | 1 | -1 | -1 | 1 | -2 | 1 | -2 | -2 | 1 | 1 | 1 | 1 | 2 | 2 | 1 | 1 | 1 | 1 | 1 | 1 | 1 | 1 | 1 | 1 | 1 | 1 | 1 | 1 | 1 | 1 | -1 | -1 | 1 | 1 | 1 | -2 | -2 |  | -2
Blink | 9100 | Series 9 | EPRI | DC | 40 | 2025-08-18 | 2025-08-18 | Fully Networked | Blink Network | Single port. | Single port. | -2 | 2 | -2 | -2 | -2 | -2 | 1 | -1 | -1 | -1 | -2 | -2 | -2 | 1 | -2 | 2 | -2 | 2 | -1 | 2 | 1 | -2 | 1 | 1 | 1 | 1 | 1 | 1 | 1 | 1 | 1 | 1 | 1 | -1 | -1 | -1 | 1 | 1 | 1 | -1 | -1 | -1 | -2 | -1 | 1 | -1 | -1 | 1 | -2 | 1 | -1 | 1 | -1 | -1 | -1 | -1 | -1 | 1 | 2 | 1 | -2 | 1 | 1 | 1 | 1 | 1 | 1 | 1 | 1 | 1 | 1 | 1 | 1 | 1 | 1 | 1 | 1 | 1 | -2 | 1 | 1 | -2 | 1 | -2 | -1 | 1 | 1 | 1 | 1 | 1 | 2 | -2 | 2 | 1 | 1 | 1 | -1 | -1 | 1 | 1 | 1 | 1 | 1 | 1 | 1 | 1 | 1 | 1 | 1 | -2 | -2 | 1 | 1 | -2 | -2 |  | -2
Blink | 01-0202 (MQ 200) | MQ 200 | EPRI/PGE | AC | 12 | 2024-07-01 | 2024-07-01 | Fully Networked | Blink | Single Port | Single Port; NRTL listed as LiteOn MQW2-50C-M2-R#-#-23 and HQW2-50C-#-N#-#-23 | 2 | -2 | -2 | 1 | 0 | 0 | -2 | -2 | -2 | -2 | -2 | -2 | 1 | -2 | -2 | 2 | 0 | 2 | -1 | -1 | 1 | 1 | -2 | 1 | 1 | 1 | 1 | 0 | 0 | 0 | 0 | 1 | 1 | -1 | -1 | -1 | 1 | 1 | 1 | -1 | -1 | -1 | -2 | -1 | 1 | -1 | -1 | -1 | -2 | 1 | -1 | 1 | -1 | -1 | -1 | -1 | -1 | 1 | 2 | -2 | 1 | -2 | 1 | 1 | 1 | 1 | 1 | 1 | 1 | 1 | -1 | 0 | 0 | 0 | 0 | 0 | 0 | 0 | -1 | -1 | -1 | 1 | -2 | 1 | -2 | -2 | -1 | 1 | 1 | 1 | 2 | 2 | 1 | 1 | 1 | 1 | -1 | 1 | 1 | 1 | 1 | 1 | 1 | 1 | 1 | 1 | 1 | 1 | 0 | -1 | 1 | 1 | 1 | -2 | -2 |  | 1
Blink |  | Blink 90kW | Eversource CT | DC | 90 | 2025-12-08 | 2025-12-08 | Network Capable |  |  |  | -2 | 2 | -2 | -2 | -2 | -2 | 0 | 0 | 0 | 0 | -2 | -2 | -2 | 0 | -2 | 0 | -2 | 0 | -1 | -1 | 0 | -2 | 0 | 0 | 0 | 0 | 0 | 0 | 0 | 0 | 0 | 0 | 0 | 0 | 0 | 0 | 0 | 0 | 0 | 0 | 0 | 0 | -2 | 0 | -2 | -2 | -2 | -2 | -2 | -2 | -2 | -2 | -2 | -2 | -2 | -2 | -2 | -2 | -2 | -2 | -2 | 0 | -2 | -2 | -2 | 0 | -2 | -2 | -2 | 0 | 0 | 0 | 0 | -2 | -2 | -2 | 0 | -2 | -2 | 0 | 0 | -2 | 0 | -2 | 0 | 0 | 0 | 0 | 0 | 0 | 0 | -2 | 0 | 0 | 0 | 0 | 0 | 0 | 0 | 0 | 0 | 0 | 0 | -2 | 0 | 0 | 0 | 0 | 0 | -2 | -2 | 0 | -2 | -2 | -2 | 1 | 1
Blink |  | Blink 150kW | Eversource CT | DC | 150 | 2025-12-08 | 2025-12-08 | Network Capable |  |  |  | -2 | 2 | -2 | -2 | -2 | -2 | 0 | 0 | 0 | 0 | -2 | -2 | -2 | 0 | -2 | 0 | -2 | 0 | -1 | -1 | 0 | -2 | 0 | 0 | 0 | 0 | 0 | 0 | 0 | 0 | 0 | 0 | 0 | 0 | 0 | 0 | 0 | 0 | 0 | 0 | 0 | 0 | -2 | 0 | -2 | -2 | -2 | -2 | -2 | -2 | -2 | -2 | -2 | -2 | -2 | -2 | -2 | -2 | -2 | -2 | -2 | 0 | -2 | -2 | -2 | 0 | -2 | -2 | -2 | 0 | 0 | 0 | 0 | -2 | -2 | -2 | 0 | -2 | -2 | 0 | 0 | -2 | 0 | -2 | 0 | 0 | 0 | 0 | 0 | 0 | 0 | -2 | 0 | 0 | 0 | 0 | 0 | 0 | 0 | 0 | 0 | 0 | 0 | -2 | 0 | 0 | 0 | 0 | 0 | -2 | -2 | 0 | -2 | -2 | -2 | 1 | -2
Blink |  | Blink 360kW | Eversource CT | DC | 360 | 2025-12-08 | 2025-12-08 | Network Capable |  |  |  | -2 | 2 | -2 | -2 | -2 | -2 | 0 | 0 | 0 | 0 | -2 | -2 | -2 | 0 | -2 | 0 | -2 | 0 | -1 | -1 | 0 | -2 | 0 | 0 | 0 | 0 | 0 | 0 | 0 | 0 | 0 | 0 | 0 | 0 | 0 | 0 | 0 | 0 | 0 | 0 | 0 | 0 | -2 | 0 | -2 | -2 | -2 | -2 | -2 | -2 | -2 | -2 | -2 | -2 | -2 | -2 | -2 | -2 | -2 | -2 | -2 | 0 | -2 | -2 | -2 | 0 | -2 | -2 | -2 | 0 | 0 | 0 | 0 | -2 | -2 | -2 | 0 | -2 | -2 | 0 | 0 | -2 | 0 | -2 | 0 | 0 | 0 | 0 | 0 | 0 | 0 | -2 | 0 | 0 | 0 | 0 | 0 | 0 | 0 | 0 | 0 | 0 | 0 | -2 | 0 | 0 | 0 | 0 | 0 | -2 | -2 | 0 | -2 | -2 | -2 | 1 | -2
Blink | 01-0561 | Blink 30kW | EPRI | DC | 30 | 2025-02-06 | 2025-02-06 | Network Capable | NA | Single port. | Single Port ; CCS1 or CHAdeMO or NACS | -2 | 2 | -2 | -2 | -2 | -2 | 1 | 1 | 1 | 0 | -2 | -2 | -2 | 1 | -2 | 2 | -2 | 2 | -1 | -1 | 1 | -2 | 1 | 1 | 1 | 1 | 1 | 0 | 0 | 0 | 0 | 1 | 1 | -1 | -1 | -1 | 1 | 1 | 1 | 1 | -1 | -1 | -2 | -1 | -2 | -2 | -2 | -2 | -2 | -2 | -2 | -2 | -2 | -2 | -2 | -2 | -2 | -2 | -2 | -2 | -2 | 1 | 1 | -2 | -2 | 1 | -2 | 1 | 1 | 1 | 0 | 0 | 0 | -2 | -2 | -2 | 0 | 0 | -2 | 1 | 1 | -2 | 1 | -2 | 1 | 0 | 0 | 0 | 0 | 0 | 2 | -2 | 0 | 0 | 0 | 0 | 0 | -2 | 0 | 0 | 0 | 0 | 0 | -2 | 0 | -2 | -2 | -2 | 0 | -2 | -2 | 1 | 1 | -2 | -2 |  | -2
Blink | 01-0562 | Blink 60kW | EPRI | DC | 60 | 2025-02-06 | 2025-02-06 | Network Capable | NA | Dual port. | Dual Port ; either 2 x CCS or 1x CCS + 1x CHAdeMO or or 1x CCS + 1x NACS or 2 x NACS | -2 | 2 | -2 | -2 | -2 | -2 | 1 | 1 | 1 | 0 | -2 | -2 | -2 | 1 | -2 | 2 | -2 | 2 | -1 | -1 | 1 | -2 | 1 | 1 | 1 | 1 | 1 | 0 | 0 | 0 | 0 | 1 | 1 | -1 | -1 | -1 | 1 | 1 | 1 | 1 | -1 | -1 | -2 | -1 | -2 | -2 | -2 | -2 | -2 | -2 | -2 | -2 | -2 | -2 | -2 | -2 | -2 | -2 | -2 | -2 | -2 | 1 | 1 | -2 | -2 | 1 | -2 | 1 | 1 | 1 | 0 | 0 | 0 | -2 | -2 | -2 | 0 | 0 | -2 | 1 | 1 | -2 | 1 | -2 | 0 | 0 | 0 | 0 | 0 | 0 | 2 | -2 | 0 | 0 | 0 | 0 | 0 | -2 | 0 | 0 | 0 | 0 | 0 | -2 | 0 | -2 | -2 | -2 | 0 | -2 | -2 | 1 | 1 | -2 | -2 |  | 1
Blink | 01-0568 | Blink 300kW | EPRI | DC | 300 | 2025-02-06 | 2025-02-06 | Network Capable | NA | Dual port. | Dual Port ; either 2 x CCS or 1x CCS + 1x CHAdeMO or or 1x CCS + 1x NACS or 2 x NACS | -2 | 2 | -2 | -2 | -2 | -2 | 1 | 1 | 1 | 0 | -2 | -2 | -2 | 1 | -2 | 2 | -2 | 2 | -1 | -1 | 1 | -2 | 1 | 1 | 1 | 1 | 1 | 1 | 1 | 1 | 1 | 1 | 1 | -1 | -1 | -1 | 1 | 1 | 1 | 1 | -1 | -1 | -2 | 1 | -2 | -2 | -2 | -2 | -2 | -2 | -2 | -2 | -2 | -2 | -2 | -2 | -2 | -2 | -2 | -2 | -2 | 1 | 1 | -2 | -2 | 1 | -2 | 1 | 1 | 1 | 1 | 1 | 1 | -2 | -2 | -2 | 1 | 1 | -2 | 1 | 1 | -2 | 1 | -2 | 1 | 1 | 1 | 1 | 1 | 1 | 2 | -2 | 1 | 1 | 1 | 1 | 1 | -2 | 1 | 1 | 1 | 1 | 1 | -2 | 1 | -2 | -2 | -2 | 1 | -2 | -2 | 1 | 1 | -2 | -2 |  | -2
Blink | 01-0569 | Blink 360kW | EPRI | DC | 360 | 2025-02-06 | 2025-02-06 | Network Capable | NA | Dual port. | Dual Port ; either 2 x CCS or 1x CCS + 1x CHAdeMO or or 1x CCS + 1x NACS or 2 x NACS | -2 | 2 | -2 | -2 | -2 | -2 | 1 | 1 | 1 | 0 | -2 | -2 | -2 | 1 | -2 | 2 | -2 | -1 | -1 | -1 | 1 | -2 | 1 | 1 | 1 | 1 | 1 | 1 | 1 | 1 | 1 | 1 | 1 | -1 | -1 | -1 | 1 | 1 | 1 | 1 | -1 | -1 | -2 | 1 | -2 | -2 | -2 | -2 | -2 | -2 | -2 | -2 | -2 | -2 | -2 | -2 | -2 | -2 | -2 | -2 | -2 | 1 | 1 | -2 | -2 | 1 | -2 | 1 | 1 | 1 | 1 | 1 | 1 | -2 | -2 | -2 | 1 | 1 | -2 | 1 | 1 | -2 | 1 | -2 | 1 | 1 | 1 | 1 | 1 | 1 | 2 | -2 | 1 | 1 | 1 | 1 | 1 | -2 | 1 | 1 | 1 | 1 | 1 | -2 | 1 | -2 | -2 | -2 | 1 | -2 | -2 | 1 | 1 | -2 | -2 |  | -2
Blink | 01-0577 | Blink 120kW | EPRI | DC | 120 | 2025-08-18 | 2025-02-06 | Network Capable | NA | Dual port. | Dual Port ; either 2 x CCS or 1x CCS + 1x CHAdeMO or or 1x CCS + 1x NACS or 2 x NACS | -2 | 2 | -2 | -2 | -2 | -2 | 1 | 1 | 1 | 0 | -2 | -2 | -2 | 1 | -2 | 2 | -2 | 2 | -1 | -1 | 1 | -2 | 1 | 1 | 1 | 1 | 1 | 0 | 0 | 0 | 0 | 1 | 1 | -1 | -1 | -1 | 1 | 1 | 1 | 1 | -1 | -1 | -2 | 1 | -2 | -2 | -2 | -2 | -2 | -2 | -2 | -2 | -2 | -2 | -2 | -2 | -2 | -2 | -2 | -2 | -2 | 1 | 1 | -2 | -2 | 1 | -2 | 1 | 1 | 1 | 0 | 0 | 0 | -2 | -2 | -2 | 0 | 0 | -2 | 1 | 1 | -2 | 1 | -2 | 0 | 0 | 0 | 0 | 0 | 0 | 2 | -2 | 0 | 1 | 0 | 0 | 0 | -2 | 0 | 0 | 0 | 0 | 0 | -2 | 0 | -2 | -2 | -2 | 0 | -2 | -2 | 1 | 1 | -2 | -2 |  | -2
Blink | 01-0578 | Blink 180kW | EPRI | DC | 180 | 2025-02-06 | 2025-02-06 | Network Capable | NA | Dual port. | Dual Port ; either 2 x CCS or 1x CCS + 1x CHAdeMO or or 1x CCS + 1x NACS or 2 x NACS | -2 | 2 | -2 | -2 | -2 | -2 | 1 | 1 | 1 | 0 | -2 | -2 | -2 | 1 | -2 | 2 | -2 | 2 | -1 | -1 | 1 | -2 | 1 | 1 | 1 | 1 | 1 | 1 | 1 | 1 | 1 | 1 | 1 | -1 | -1 | -1 | 1 | 1 | 1 | 1 | -1 | -1 | -2 | 1 | -2 | -2 | -2 | -2 | -2 | -2 | -2 | -2 | -2 | -2 | -2 | -2 | -2 | -2 | -2 | -2 | -2 | 1 | 1 | -2 | -2 | 1 | -2 | 1 | 1 | 1 | 1 | 1 | 1 | -2 | -2 | -2 | 1 | 1 | -2 | 1 | 1 | -2 | 1 | -2 | 1 | 1 | 1 | 1 | 1 | 1 | 2 | -2 | 1 | 1 | 1 | 1 | 1 | -2 | 1 | 1 | 1 | 1 | 1 | -2 | 1 | -2 | -2 | -2 | 1 | -2 | -2 | 1 | 1 | -2 | -2 |  | 1
Blink | 01-0581 | Blink 240kW | EPRI | DC | 240 | 2025-02-06 | 2025-02-06 | Network Capable | NA | Dual port. | Dual Port ; either 2 x CCS or 1x CCS + 1x CHAdeMO or or 1x CCS + 1x NACS or 2 x NACS | -2 | 2 | -2 | -2 | -2 | -2 | 1 | 1 | 1 | 0 | -2 | -2 | -2 | 1 | -2 | 2 | -2 | -1 | -1 | -1 | 1 | -2 | 1 | 1 | 1 | 1 | 1 | 0 | 0 | 0 | 0 | 1 | 1 | -1 | -1 | -1 | 1 | 1 | 1 | 1 | -1 | -1 | -2 | -1 | -2 | -2 | -2 | -2 | -2 | -2 | -2 | -2 | -2 | -2 | -2 | -2 | -2 | -2 | -2 | -2 | -2 | 1 | 1 | -2 | -2 | 1 | -2 | 1 | 1 | 1 | 0 | 0 | 0 | -2 | -2 | -2 | 0 | 0 | -2 | 1 | 1 | -2 | 1 | -2 | 1 | 1 | 1 | 1 | 1 | 1 | 2 | -2 | 1 | 1 | 0 | 1 | 0 | -2 | 1 | 1 | 1 | 1 | 1 | -2 | 1 | -2 | -2 | -2 | 0 | -2 | -2 | 1 | 1 | -2 | -2 |  | -2
Blink | 200-000320-A | Blink 200kW | EPRI | DC | 200 | 2025-02-06 | 2025-02-06 | Network Capable | NA | Dual port. | Dual Port ; either 2 x CCS or 1x CCS + 1x CHAdeMO or or 1x CCS + 1x NACS or 2 x NACS | -2 | 2 | -2 | -2 | -2 | -2 | 1 | 1 | 1 | 0 | -2 | -2 | -2 | 1 | -2 | 2 | -2 | -1 | -1 | -1 | 1 | -2 | 1 | 1 | 1 | 1 | 1 | 0 | 0 | 0 | 0 | 1 | 1 | -1 | -1 | -1 | 1 | 1 | 1 | 1 | -1 | -1 | -2 | -1 | -2 | -2 | -2 | -2 | -2 | -2 | -2 | -2 | -2 | -2 | -2 | -2 | -2 | -2 | -2 | -2 | -2 | 1 | 1 | -2 | -2 | 1 | -2 | 1 | 1 | 1 | 0 | 0 | 0 | -2 | -2 | -2 | 0 | 0 | -2 | 1 | 1 | -2 | 1 | -2 | 1 | 1 | 1 | 1 | 1 | 1 | 2 | -2 | 1 | 1 | 0 | 1 | 0 | -2 | 1 | 1 | 1 | 1 | 1 | -2 | 1 | -2 | -2 | -2 | 0 | -2 | -2 | 1 | 1 | -2 | -2 |  | -2
Blink | 780 (40A) | Series 7 ISO (Enhanced) | EPRI | AC | 9.6 | 2025-08-18 | 2024-07-01 | Fully Networked | Blink | Dual Port | Dual Port, Standalone network capability | 2 | -2 | -2 | 1 | 0 | 0 | -2 | -2 | -2 | -2 | -2 | -2 | 1 | -2 | -2 | 2 | 0 | 2 | -1 | 2 | 1 | 1 | -2 | 1 | 1 | 1 | 1 | 0 | 0 | 0 | 0 | 0 | 1 | -1 | -1 | -1 | 1 | 1 | 1 | 1 | -1 | -1 | -2 | 1 | 1 | -1 | -1 | -1 | -2 | 1 | -1 | 1 | -1 | -1 | -1 | -1 | -1 | 1 | 2 | -2 | 1 | -2 | 1 | 1 | 1 | 1 | 1 | 1 | 1 | 1 | 1 | 0 | 0 | 0 | 0 | 0 | 0 | 0 | 1 | 1 | -1 | 1 | -2 | 1 | -2 | -2 | 1 | 1 | 1 | 1 | 2 | 2 | 1 | 1 | 1 | 1 | -1 | 1 | 1 | 1 | 1 | 1 | 1 | 1 | 1 | 1 | 1 | 1 | 0 | 1 | 1 | 1 | 1 | -2 | -2 |  | -2
Blink | 780 (48A) | Series 7 ISO (Enhanced) | EPRI | AC | 11.52 | 2025-08-18 | 2024-07-01 | Fully Networked | Blink | Dual Port | Dual Port, Standalone network capability | 2 | -2 | -2 | 1 | 0 | 0 | -2 | -2 | -2 | -2 | -2 | -2 | 1 | -2 | -2 | 2 | 0 | 2 | -1 | 2 | 1 | 1 | -2 | 1 | 1 | 1 | 1 | 0 | 0 | 0 | 0 | 0 | 1 | -1 | -1 | -1 | 1 | 1 | 1 | 1 | -1 | -1 | -2 | 1 | 1 | -1 | -1 | -1 | -2 | 1 | -1 | 1 | -1 | -1 | -1 | -1 | -1 | 1 | 2 | -2 | 1 | -2 | 1 | 1 | 1 | 1 | 1 | 1 | 1 | 1 | 1 | 0 | 0 | 0 | 0 | 0 | 0 | 0 | 1 | 1 | -1 | 1 | -2 | 1 | -2 | -2 | 1 | 1 | 1 | 1 | 2 | 2 | 1 | 1 | 1 | 1 | -1 | 1 | 1 | 1 | 1 | 1 | 1 | 1 | 1 | 1 | 1 | 1 | 0 | -1 | 1 | 1 | 1 | -2 | -2 |  | -2
Blink | 780 Series | Series 7 ISO Plus | EPRI/PGE | AC | 19.2 | 2025-08-18 | 2022-06-22 | Fully Networked | Blink | Dual Port | Dual Port, Standalone network capability | 2 | -2 | -2 | 1 | 0 | 0 | -2 | -2 | -2 | -2 | -2 | -2 | 1 | -2 | -2 | 2 | 0 | 2 | -1 | 2 | 1 | 1 | -2 | 1 | 1 | 1 | 1 | 0 | 0 | 0 | 0 | 1 | 1 | -1 | -1 | -1 | 1 | 1 | 1 | 1 | -1 | -1 | -2 | 1 | 1 | -1 | -1 | -1 | -2 | 1 | -1 | 1 | -1 | -1 | -1 | -1 | -1 | 1 | 2 | -2 | 1 | -2 | 1 | 1 | 1 | 1 | 1 | 1 | 1 | 1 | 1 | 0 | 0 | 0 | 0 | 0 | 0 | 0 | 1 | 1 | -1 | 1 | -2 | 1 | -2 | -2 | 1 | 1 | 1 | 1 | 2 | 2 | 1 | 1 | 1 | 1 | -1 | 1 | 1 | 1 | 1 | 1 | 1 | 1 | 1 | 1 | 1 | 1 | 0 | -1 | 1 | 1 | 1 | -2 | -2 |  | -2
Blink | 880 (40A) | Series 8 ISO (Enhanced) | EPRI | AC | 9.6 | 2025-08-18 | 2024-07-01 | Fully Networked | Blink | Single or Dual Port | Single or dual Port, Standalone network capability | 2 | -2 | -2 | 1 | 0 | 0 | -2 | -2 | -2 | -2 | -2 | -2 | 1 | -2 | -2 | 2 | 0 | 2 | -1 | 2 | 1 | 1 | -2 | 1 | 1 | 1 | 1 | 0 | 0 | 0 | 0 | 0 | 1 | -1 | -1 | -1 | 1 | 1 | 1 | 1 | -1 | -1 | -2 | 1 | 1 | -1 | -1 | -1 | -2 | 1 | -1 | 1 | -1 | -1 | -1 | -1 | -1 | 1 | 2 | -2 | 1 | -2 | 1 | 1 | 1 | 1 | 1 | 1 | 1 | 1 | 1 | 0 | 0 | 0 | 0 | 0 | 0 | 0 | 1 | 1 | -1 | 1 | -2 | 1 | -2 | -2 | 1 | 1 | 1 | 1 | 2 | 2 | 1 | 1 | 1 | 1 | -1 | 1 | 1 | 1 | 1 | 1 | 1 | 1 | 1 | 1 | 1 | 1 | 0 | 1 | 1 | 1 | 1 | -2 | -2 |  | -2
Blink | 880 (48A) | Series 8 ISO (Enhanced) | EPRI | AC | 11.52 | 2025-08-18 | 2021-11-29 | Fully Networked | Blink | Single or Dual Port | Dual Port, Standalone network capability | 2 | -2 | -2 | 1 | 0 | 0 | -2 | -2 | -2 | -2 | -2 | -2 | 1 | -2 | -2 | 2 | 0 | 2 | -1 | 2 | 1 | 1 | -2 | 1 | 1 | 1 | 1 | 0 | 0 | 0 | 0 | 0 | 1 | -1 | -1 | -1 | 1 | 1 | 1 | 1 | -1 | -1 | -2 | 1 | 1 | -1 | -1 | -1 | -2 | 1 | -1 | 1 | -1 | -1 | -1 | -1 | -1 | 1 | 2 | -2 | 1 | -2 | 1 | 1 | 1 | 1 | 1 | 1 | 1 | 1 | 1 | 0 | 0 | 0 | 0 | 0 | 0 | 0 | 1 | 1 | -1 | 1 | -2 | 1 | -2 | -2 | 1 | 1 | 1 | 1 | 2 | 2 | 1 | 1 | 1 | 1 | -1 | 1 | 1 | 1 | 1 | 1 | 1 | 1 | 1 | 1 | 1 | 1 | 0 | -1 | 1 | 1 | 1 | -2 | -2 |  | -2
Blink | 880 (80A) | Series 8 ISO Plus | EPRI/Evergy | AC | 19.2 | 2025-08-18 | 2024-07-01 | Fully Networked | Blink | Single or Dual Port | Dual Port, Standalone network capability | 2 | -2 | -2 | 1 | 0 | 0 | -2 | -2 | -2 | -2 | -2 | -2 | 1 | -2 | -2 | 2 | 0 | 2 | -1 | 2 | 1 | 1 | -2 | 1 | 1 | 1 | 1 | 0 | 0 | 0 | 1 | 1 | 1 | -1 | -1 | -1 | 1 | 1 | 1 | 1 | -1 | -1 | -2 | 1 | 1 | -1 | -1 | -1 | -2 | 1 | -1 | 1 | -1 | -1 | -1 | -1 | -1 | 1 | 2 | -2 | 1 | -2 | 1 | 1 | 1 | 1 | 1 | 1 | 1 | 1 | 1 | 0 | 0 | 0 | 0 | 0 | 0 | 0 | 1 | 1 | -1 | 1 | -2 | 1 | -2 | -2 | 1 | 1 | 1 | 1 | 2 | 2 | 1 | 1 | 1 | 1 | -1 | 1 | 1 | 1 | 1 | 1 | 1 | 1 | 1 | 1 | 1 | 1 | 0 | -1 | 1 | 1 | 1 | -2 | -2 |  | -2
Blink | C50####### C80####### | C-Series | EPRI | DC | 600 | 2025-02-24 | 2024-12-16 | Network Capable |  | Up to 8 ports. | Up to 8 ports. Kempower Power Unit supplies DC power to various distributed dispenser ouputs including but not limited to the Kempower Satellite (offers single or dual port configurations), the Kempower Liquid Cooled Satellite, etc.. Details about qualifications relevant to each variant is detailed in the corresponding notes section. | -2 | 2 | -2 | -2 | -2 | -2 | 1 | 1 | 1 | -1 | -2 | -2 | -2 | 1 | -2 | 2 | -2 | -1 | -1 | -1 | 1 | -2 | 1 | 1 | 1 | 1 | 1 | 1 | 1 | 1 | 1 | 1 | 1 | 2 | -1 | 2 | 1 | 1 | 1 | 1 | -1 | -1 | -1 | 1 | -2 | -2 | -2 | -2 | -2 | -2 | -2 | -2 | -2 | -2 | -2 | -2 | -2 | -2 | -2 | -2 | -2 | 1 | -2 | -2 | -2 | 1 | -2 | -2 | -2 | 1 | 1 | 1 | 1 | -2 | -2 | -2 | -1 | -2 | -2 | 1 | 1 | -2 | 1 | -2 | 1 | 1 | 1 | 1 | 1 | 1 | 2 | -2 | 1 | 1 | 1 | 1 | 1 | -2 | 1 | 1 | 1 | 1 | 1 | -2 | 1 | -2 | -2 | -2 | 1 | -2 | -2 | 1 | 1 | -2 | -2 |  | -2
Blink | IQW2-80U-M1-R2-N-25 (Advanced-LTE) Part Number 01-0207-LTE (IQ 200 Advanced) | IQ 200 Advanced | EPRI/PGE/Evergy | AC | 19.2 | 2025-06-17 | 2022-09-27 | Fully Networked | Blink | Single Port | Single Port | 2 | -2 | -2 | 1 | 0 | 0 | -2 | -2 | -2 | -2 | -2 | -2 | 1 | -2 | -2 | 2 | 0 | 2 | -1 | 2 | 1 | 1 | -2 | 1 | 1 | 1 | 1 | 0 | 0 | 0 | 1 | 1 | 1 | -1 | -1 | -1 | 1 | 1 | 1 | -1 | -1 | -1 | -2 | -1 | 1 | -1 | -1 | -1 | -2 | 1 | -1 | 1 | -1 | -1 | -1 | -1 | -1 | 1 | 2 | -2 | 1 | -2 | 1 | 1 | 1 | 1 | 1 | 1 | 1 | 1 | 1 | 0 | 0 | 0 | 0 | 0 | 0 | 0 | 1 | -1 | -1 | 1 | -2 | 1 | -2 | -2 | 1 | 1 | 1 | 1 | 2 | 2 | 1 | 1 | 1 | 1 | -1 | 1 | 1 | 1 | 1 | 1 | 1 | 1 | 1 | 1 | 1 | 1 | 0 | -1 | 1 | 1 | 1 | -2 | -2 |  | 1
Blink | IQW2-80U-M1-R2-N-25-40 (Advanced-LTE) 01-0207-LTE-40 (IQ 200 Advanced) | IQ 200 Advanced | EPRI/PGE/Evergy | AC | 8.3 | 2025-06-17 | 2022-09-27 | Fully Networked | Blink | Single Port | Single Port | 2 | -2 | -2 | 1 | 0 | 0 | -2 | -2 | -2 | -2 | -2 | -2 | 1 | -2 | -2 | 2 | 0 | 2 | -1 | 2 | 1 | 1 | -2 | 1 | 1 | 1 | 1 | 0 | 0 | 0 | 1 | 1 | 1 | -1 | -1 | -1 | 1 | 1 | 1 | -1 | -1 | -1 | -2 | -1 | 1 | -1 | -1 | -1 | -2 | 1 | -1 | 1 | -1 | -1 | -1 | -1 | -1 | 1 | 2 | -2 | 1 | -2 | 1 | 1 | 1 | 1 | 1 | 1 | 1 | 1 | 1 | 0 | 0 | 0 | 0 | 0 | 0 | 0 | 1 | -1 | -1 | 1 | -2 | 1 | -2 | -2 | 1 | 1 | 1 | 1 | 2 | 2 | 1 | 1 | 1 | 1 | -1 | 1 | 1 | 1 | 1 | 1 | 1 | 1 | 1 | 1 | 1 | 1 | 0 | 1 | -1 | 1 | 1 | -2 | -2 |  | 1
Blink | IQW2-80U-M3-R3-N-25 (Advanced- LTE- W) Part Number 01-0207-LTE | IQ 200 Advanced | EPRI/PGE/Evergy | AC | 19.2 | 2025-07-21 | 2022-09-27 | Network Capable | NA | Single Port | Single Port | 2 | -2 | -2 | 1 | 0 | 0 | -2 | -2 | -2 | -2 | -2 | -2 | 1 | -2 | -2 | 2 | 0 | 0 | -1 | 2 | 1 | 1 | -2 | 1 | 1 | 1 | 1 | 0 | 0 | 0 | 1 | 1 | 1 | -1 | -1 | -1 | 1 | 1 | 1 | 0 | -1 | -1 | -2 | 0 | -2 | -2 | -2 | -2 | -2 | -2 | -2 | -2 | -2 | -2 | -2 | -2 | -2 | -2 | -2 | -2 | 0 | -2 | 0 | -2 | -2 | 0 | -2 | 0 | 1 | 1 | 0 | 0 | 0 | -2 | -2 | -2 | 0 | 0 | 1 | 0 | -2 | 0 | -2 | 0 | -2 | -2 | 1 | 0 | 0 | 1 | 2 | 0 | 0 | 0 | 0 | 0 | 0 | -2 | 1 | 1 | 0 | 0 | 0 | -2 | 0 | -2 | -2 | -2 | 0 | -1 | 1 | 1 | 1 | -2 | -2 |  | 1
Blink | IQW2-80U-M3-R3-N-25-40 (Advanced- LTE- W) Part Number 01-0207-LTE-40 | IQ 200 Advanced | EPRI/PGE/Evergy | AC | 8.3 | 2025-07-21 | 2022-09-27 | Network Capable | NA | Single Port | Single Port | 2 | -2 | -2 | 1 | 0 | 0 | -2 | -2 | -2 | -2 | -2 | -2 | 1 | -2 | -2 | 2 | 0 | 0 | -1 | 2 | 1 | 1 | -2 | 1 | 1 | 1 | 1 | 0 | 0 | 0 | 1 | 1 | 1 | -1 | -1 | -1 | 1 | 1 | 1 | 0 | -1 | -1 | -2 | 0 | -2 | -2 | -2 | -2 | -2 | -2 | -2 | -2 | -2 | -2 | -2 | -2 | -2 | -2 | -2 | -2 | 0 | -2 | 0 | -2 | -2 | 0 | -2 | 0 | 1 | 1 | 0 | 0 | 0 | -2 | -2 | -2 | 0 | 0 | 1 | 0 | -2 | 0 | -2 | 0 | -2 | -2 | 1 | 0 | 0 | 1 | 2 | 0 | 0 | 0 | 0 | 0 | 0 | -2 | 1 | 1 | 0 | 0 | 0 | -2 | 0 | -2 | -2 | -2 | 0 | 1 | -1 | 1 | 1 | -2 | -2 |  | 1
Blink |  |  | EPRI/PGE/Evergy | NETWORK | NA | 2025-06-17 | 2020-12-18 | Network Software | Blink Network |  |  | -2 | -2 | -2 | -2 | -2 | -2 | -2 | -2 | -2 | -2 | -2 | -2 | -2 | -2 | -2 | -2 | -2 | -2 | -2 | -2 | -2 | -2 | -2 | -2 | -2 | -2 | -2 | -2 | -2 | -2 | -2 | -2 | -2 | -2 | -2 | -2 | -2 | -2 | -2 | -2 | -2 | -2 | -2 | -2 | 1 | -1 | -1 | 1 | -2 | 1 | -1 | 1 | -1 | -1 | -1 | -1 | -1 | 1 | 2 | 1 | -2 | -2 | 1 | 1 | 1 | 1 | 1 | 1 | -2 | -1 | -2 | 0 | 0 | 0 | 0 | 0 | 0 | 0 | -2 | -2 | -2 | -2 | -2 | -2 | -2 | -2 | -2 | 1 | 1 | 1 | -2 | -2 | 1 | -2 | -2 | 1 | -1 | 1 | -2 | 1 | 1 | 1 | 1 | 1 | 1 | 1 | 1 | 1 | 1 | -2 | -2 | 1 | 1 | 1 | -1 |  | 1
Blue Planet |  |  | Eversource CT | NETWORK | NA | 2025-12-08 | 2025-12-08 | Network Software | Blue Planet |  |  | -2 | -2 | -2 | -2 | -2 | -2 | -2 | -2 | -2 | -2 | -2 | -2 | -2 | -2 | -2 | -2 | -2 | -2 | -2 | -2 | -2 | -2 | -2 | -2 | -2 | -2 | -2 | -2 | -2 | -2 | -2 | -2 | -2 | -2 | -2 | -2 | -2 | -2 | -2 | -2 | -2 | -2 | -2 | -2 | 0 | 0 | 0 | 0 | 0 | 0 | 0 | 0 | 0 | 0 | 0 | 0 | 0 | 0 | 0 | 0 | -2 | -2 | 0 | 0 | 0 | 0 | 0 | 0 | -2 | 0 | -2 | 0 | 0 | 0 | 0 | 0 | 0 | 0 | -2 | -2 | -2 | -2 | -2 | -2 | -2 | -2 | 0 | 0 | 0 | 0 | -2 | -2 | 0 | -2 | -2 | 0 | 0 | 0 | -2 | 0 | 0 | 0 | 0 | 0 | 0 | 0 | 0 | 0 | 0 | -2 | -2 | -2 | -2 | 0 | 0 |  | 1
BorgWarner | RES-DCVC125-480 | EV DC Fast Charging Power Conversion System (PCS) 125kW | PGE | DC | 125 | 2022-05-13 | 2022-05-13 | Network Capable | NA |  | Power Cabinet, Firmware 603/0A16, Checksum A6AB | -2 | 2 | -2 | -2 | -2 | -2 | 1 | 0 | 0 | 0 | -2 | -2 | -2 | 1 | -2 | 2 | -2 | 0 | -1 | -1 | 1 | -2 | 1 | 1 | 1 | 1 | 1 | 0 | 0 | 0 | 0 | 1 | 0 | -1 | -1 | -1 | 1 | 1 | 1 | 0 | -1 | -1 | -2 | 0 | -2 | -2 | -2 | -2 | -2 | -2 | -2 | -2 | -2 | -2 | -2 | -2 | -2 | -2 | -2 | -2 | -2 | 0 | 0 | -2 | -2 | 0 | -2 | 0 | 0 | 0 | 0 | 0 | 0 | -2 | -2 | -2 | 0 | 0 | -2 | 0 | 0 | -2 | 0 | -2 | 0 | 0 | 0 | 0 | 0 | 0 | 2 | -2 | 0 | 0 | 0 | 0 | 0 | -2 | 0 | 0 | 0 | 0 | 0 | -2 | 0 | -2 | -2 | -2 | 0 | -2 | -2 | 1 | -1 | -2 | -2 |  | 1
BorgWarner | RES-DCVC125-480-V2G | EV DC Fast Charging Power Conversion System (PCS) 125kW | EPRI | DC V2G | 125 | 2022-05-13 | 2022-05-13 | Network Capable | NA | Single Port | Power Cabinet, Firmware 603/0A16, Checksum A6AB Approved dispensers are RES-D2-CS20, 1x CCS1 connector and RES-D3-CS20, 1x CCS1 connector | -2 | 2 | -2 | -2 | -2 | -2 | 1 | 0 | 0 | 0 | -2 | -2 | -2 | 1 | -2 | 2 | -2 | -1 | -1 | -1 | 1 | -2 | 1 | 1 | 1 | 1 | 1 | 0 | 0 | 0 | 0 | 1 | 1 | -1 | -1 | -1 | 1 | 1 | 1 | 1 | -1 | -1 | -2 | 1 | -2 | -2 | -2 | -2 | -2 | -2 | -2 | -2 | -2 | -2 | -2 | -2 | -2 | -2 | -2 | -2 | -2 | 1 | 1 | -2 | -2 | 1 | -2 | 1 | -1 | 1 | 0 | 0 | 0 | -2 | -2 | -2 | 0 | 0 | -2 | 1 | 1 | -2 | 1 | -2 | -1 | 1 | 1 | 1 | 1 | 1 | 2 | -2 | 1 | 1 | 0 | 1 | 0 | -2 | 1 | 1 | 1 | 1 | 1 | -2 | 1 | -2 | -2 | -2 | 0 | -2 | -2 | 1 | -1 | -2 | -2 |  | 1
BorgWarner | RES-DCVC60-480 | EV DC Fast Charging Power Conversion System (PCS) 125kW | PGE/Evergy | DC | 60 | 2025-06-17 | 2022-05-13 | Network Capable | NA | Single port | Approved dispensers are RES-D2-CS20, 1x CCS1 connector and RES-D3-CS20, 1x CCS1 connector | -2 | 2 | -2 | -2 | -2 | -2 | 1 | 0 | 0 | 0 | -2 | -2 | -2 | 1 | -2 | 2 | -2 | 0 | -1 | -1 | 1 | -2 | 1 | 1 | 1 | 1 | 1 | 0 | 0 | 0 | 0 | 1 | 1 | -1 | -1 | -1 | 1 | 1 | 1 | 0 | -1 | -1 | -2 | 0 | -2 | -2 | -2 | -2 | -2 | -2 | -2 | -2 | -2 | -2 | -2 | -2 | -2 | -2 | -2 | -2 | -2 | 0 | 0 | -2 | -2 | 0 | -2 | 0 | 0 | 0 | 0 | 0 | 0 | -2 | -2 | -2 | 0 | 0 | -2 | 1 | 1 | -2 | 1 | -2 | -1 | 0 | 0 | 0 | 0 | 1 | 2 | -2 | 0 | 0 | 0 | 0 | 0 | -2 | 1 | 1 | 0 | 0 | 0 | -2 | 0 | -2 | -2 | -2 | 0 | -2 | -2 | 1 | -1 | -2 | -2 |  | 1
BorgWarner | RES-DCVC60-480-V2G | EV DC Fast Charging Power Conversion System (PCS) 125kW | EPRI | DC V2G | 60 | 2022-05-13 | 2022-05-13 | Network Capable | NA | Single Port | Approved dispensers are RES-D2-CS20-V2G, 1x CCS1 connector and RES-D3-CS20-V2G, 1x CCS1 connector | -2 | 2 | -2 | -2 | -2 | -2 | 1 | 0 | 0 | 0 | -2 | -2 | -2 | 1 | -2 | 2 | -2 | -1 | -1 | -1 | 1 | -2 | 1 | 1 | 1 | 1 | 1 | 0 | 0 | 0 | 0 | 1 | 1 | -1 | -1 | -1 | 1 | 1 | 1 | 1 | -1 | -1 | -2 | 1 | -2 | -2 | -2 | -2 | -2 | -2 | -2 | -2 | -2 | -2 | -2 | -2 | -2 | -2 | -2 | -2 | -2 | 1 | 1 | -2 | -2 | 1 | -2 | 1 | -1 | 1 | 0 | 0 | 0 | -2 | -2 | -2 | 0 | 0 | -2 | 1 | 1 | -2 | 1 | -2 | -1 | 1 | 1 | 1 | 1 | 1 | 2 | -2 | 1 | 1 | 0 | 1 | 0 | -2 | 1 | 1 | 1 | 1 | 1 | -2 | 1 | -2 | -2 | -2 | 0 | -2 | -2 | 1 | -1 | -2 | -2 |  | 1
BP Pulse |  |  | PGE | NETWORK | NA | 2023-09-12 | 2023-09-12 | Network Software | BP Pulse Network |  |  | -2 | -2 | -2 | -2 | -2 | -2 | -2 | -2 | -2 | -2 | -2 | -2 | -2 | -2 | -2 | -2 | -2 | -2 | -2 | -2 | -2 | -2 | -2 | -2 | -2 | -2 | -2 | -2 | -2 | -2 | -2 | -2 | -2 | -2 | -2 | -2 | -2 | -2 | -2 | -2 | -2 | -2 | -2 | -2 | 0 | -1 | -1 | 1 | -2 | 0 | 0 | 0 | 0 | 0 | -1 | -1 | 0 | 1 | -1 | 0 | -2 | -2 | 0 | 0 | 0 | 0 | 0 | 0 | -2 | 0 | -2 | 0 | 0 | 0 | 0 | 0 | 0 | 0 | -2 | -2 | -2 | -2 | -2 | -2 | -2 | -2 | -2 | 0 | 0 | 0 | -2 | -2 | 0 | -2 | -2 | 0 | 0 | 0 | -2 | 0 | 0 | 0 | 0 | 0 | 0 | 0 | 0 | 0 | 0 | -2 | -2 | -1 | -1 | 1 | -1 |  | -2
BreatheEV |  |  | EPRI | NETWORK |  | 2025-08-14 | 2025-08-14 | Network Software | BreatheEV |  |  | -2 | -2 | -2 | -2 | -2 | -2 | -2 | -2 | -2 | -2 | -2 | -2 | -2 | -2 | -2 | -2 | -2 | -2 | -2 | -2 | -2 | -2 | -2 | -2 | -2 | -2 | -2 | -2 | -2 | -2 | -2 | -2 | -2 | -2 | -2 | -2 | -2 | -2 | -2 | -2 | -2 | -2 | -2 | -2 | 1 | -1 | -1 | 1 | 1 | 1 | -1 | 1 | -1 | 1 | -1 | -1 | 1 | 1 | -1 | 1 | -2 | -2 | 1 | 1 | 1 | 1 | -1 | 1 | -2 | 1 | -2 | 1 | 1 | 1 | 1 | 1 | 1 | -1 | -2 | -2 | -2 | -2 | -2 | -2 | -2 | -2 | 1 | 1 | 1 | 1 | -2 | -2 | 1 | -2 | -2 | 1 | 1 | -1 | -2 | 1 | 1 | 1 | 1 | -1 | 1 | 1 | 1 | 1 | 1 | -2 | -2 | -1 | -1 | -1 | -1 |  | -2
breezEV | EVC-L2-48A-L1-1-4G-D-AU-L-# | SMART CONNECTED LEVEL 2 EV CHARGING STATION | EPRI/PGE/Evergy | AC | 11.2 | 2025-06-17 | 2023-04-26 | Network Capable | NA |  | 48A Max Charger, Screen, RFID, 4G Cellular, Wall-Mount, AmpUp LITE Plan, # determines plan length | 2 | -2 | -2 | 1 | 0 | 0 | -2 | -2 | -2 | -2 | -2 | -2 | 1 | -2 | -2 | 2 | 2 | 2 | -1 | -1 | 1 | 1 | -2 | 1 | 1 | 1 | 1 | 0 | 0 | 0 | 1 | 1 | 1 | -1 | -1 | -1 | 1 | 1 | 1 | -1 | -1 | -1 | -2 | -1 | -2 | -2 | -2 | -2 | -2 | -2 | -2 | -2 | -2 | -2 | -2 | -2 | -2 | -2 | -2 | -2 | -1 | -2 | -1 | -2 | -2 | -1 | -2 | -1 | -1 | -1 | 0 | 0 | 0 | -2 | -2 | -2 | 0 | 0 | 1 | 0 | -2 | 0 | -2 | 0 | -2 | -2 | 1 | 0 | 0 | 1 | 2 | 0 | 0 | 0 | 0 | 0 | 0 | -2 | 1 | 1 | 0 | 0 | 0 | -2 | 0 | -2 | -2 | -2 | 0 | -2 | 1 | 1 | -1 | -2 | -2 |  | 1
breezEV | EVC-L2-P80-18-AP# | P80 - 80AMP Level 2 Charger | EPRI/Evergy | AC | 19.2 | 2025-06-17 | 2024-08-02 | Network Capable | NA | Single Port | Single port. Last character denotes years of AmpUp Pro Software included | 2 | -2 | -2 | 1 | -1 | -1 | -2 | -2 | -2 | -2 | -2 | -2 | 1 | -2 | -2 | 2 | 0 | 2 | -1 | -1 | 1 | 1 | -2 | 1 | 1 | 1 | 1 | 1 | 1 | 1 | 1 | 1 | 1 | -1 | -1 | -1 | 1 | 1 | 1 | -1 | -1 | -1 | -2 | -1 | -2 | -2 | -2 | -2 | -2 | -2 | -2 | -2 | -2 | -2 | -2 | -2 | -2 | -2 | -2 | -2 | -1 | -2 | -2 | -2 | -2 | 1 | -2 | -2 | -2 | 1 | 1 | 1 | 1 | -2 | -2 | -2 | -2 | -2 | 1 | -1 | -1 | 1 | -2 | 1 | -2 | -2 | 1 | 1 | 1 | 1 | 2 | 2 | -1 | -1 | -1 | -1 | -1 | -2 | 1 | 1 | -1 | -1 | -1 | -2 | -1 | -2 | -2 | -2 | -1 | -1 | 1 | 1 | -1 | -2 | -2 |  | 1
BTC Power | HPC 100 | HPC 100 | Eversource CT | DC | 100 | 2025-12-08 | 2025-12-08 | Network Capable |  |  |  | -2 | 2 | -2 | -2 | -2 | -2 | 0 | 0 | 0 | 0 | -2 | -2 | -2 | 0 | -2 | 0 | -2 | 0 | -1 | -1 | 0 | -2 | 0 | 0 | 0 | 0 | 0 | 0 | 0 | 0 | 0 | 0 | 0 | 0 | 0 | 0 | 0 | 0 | 0 | 0 | 0 | 0 | -2 | 0 | -2 | -2 | -2 | -2 | -2 | -2 | -2 | -2 | -2 | -2 | -2 | -2 | -2 | -2 | -2 | -2 | -2 | 0 | -2 | -2 | -2 | 0 | -2 | -2 | -2 | 0 | 0 | 0 | 0 | -2 | -2 | -2 | 0 | -2 | -2 | 0 | 0 | -2 | 0 | -2 | 0 | 0 | 0 | 0 | 0 | 0 | 0 | -2 | 0 | 0 | 0 | 0 | 0 | 0 | 0 | 0 | 0 | 0 | 0 | -2 | 0 | 0 | 0 | 0 | 0 | -2 | -2 | 0 | -2 | -2 | -2 | 1 | 1
BTC Power | HPC 150 | HPC 150 | Eversource CT | DC | 150 | 2025-12-08 | 2025-12-08 | Network Capable |  |  |  | -2 | 2 | -2 | -2 | -2 | -2 | 0 | 0 | 0 | 0 | -2 | -2 | -2 | 0 | -2 | 0 | -2 | 0 | -1 | -1 | 0 | -2 | 0 | 0 | 0 | 0 | 0 | 0 | 0 | 0 | 0 | 0 | 0 | 0 | 0 | 0 | 0 | 0 | 0 | 0 | 0 | 0 | -2 | 0 | -2 | -2 | -2 | -2 | -2 | -2 | -2 | -2 | -2 | -2 | -2 | -2 | -2 | -2 | -2 | -2 | -2 | 0 | -2 | -2 | -2 | 0 | -2 | -2 | -2 | 0 | 0 | 0 | 0 | -2 | -2 | -2 | 0 | -2 | -2 | 0 | 0 | -2 | 0 | -2 | 0 | 0 | 0 | 0 | 0 | 0 | 0 | -2 | 0 | 0 | 0 | 0 | 0 | 0 | 0 | 0 | 0 | 0 | 0 | -2 | 0 | 0 | 0 | 0 | 0 | -2 | -2 | 0 | -2 | -2 | -2 |  | 1
BTC Power | HPC 200 | HPC 200 | Eversource CT | DC | 200 | 2025-12-08 | 2025-12-08 | Network Capable |  |  |  | -2 | 2 | -2 | -2 | -2 | -2 | 0 | 0 | 0 | 0 | -2 | -2 | -2 | 0 | -2 | 0 | -2 | 0 | -1 | -1 | 0 | -2 | 0 | 0 | 0 | 0 | 0 | 0 | 0 | 0 | 0 | 0 | 0 | 0 | 0 | 0 | 0 | 0 | 0 | 0 | 0 | 0 | -2 | 0 | -2 | -2 | -2 | -2 | -2 | -2 | -2 | -2 | -2 | -2 | -2 | -2 | -2 | -2 | -2 | -2 | -2 | 0 | -2 | -2 | -2 | 0 | -2 | -2 | -2 | 0 | 0 | 0 | 0 | -2 | -2 | -2 | 0 | -2 | -2 | 0 | 0 | -2 | 0 | -2 | 0 | 0 | 0 | 0 | 0 | 0 | 0 | -2 | 0 | 0 | 0 | 0 | 0 | 0 | 0 | 0 | 0 | 0 | 0 | -2 | 0 | 0 | 0 | 0 | 0 | -2 | -2 | 0 | -2 | -2 | -2 |  | 1
BTC Power | HPCD1-350 | HPCD1-350 | Eversource CT | DC | 350 | 2025-12-08 | 2025-12-08 | Network Capable |  |  |  | -2 | 2 | -2 | -2 | -2 | -2 | 0 | 0 | 0 | 0 | -2 | -2 | -2 | 0 | -2 | 0 | -2 | 0 | 2 | -1 | 0 | -2 | 0 | 0 | 0 | 0 | 0 | 0 | 0 | 0 | 0 | 0 | 0 | 0 | 0 | 0 | 0 | 0 | 0 | 0 | 0 | 0 | -2 | 0 | -2 | -2 | -2 | -2 | -2 | -2 | -2 | -2 | -2 | -2 | -2 | -2 | -2 | -2 | -2 | -2 | -2 | 0 | -2 | -2 | -2 | 0 | -2 | -2 | -2 | 0 | 0 | 0 | 0 | -2 | -2 | -2 | 0 | -2 | -2 | 0 | 0 | -2 | 0 | -2 | 0 | 0 | 0 | 0 | 0 | 0 | 0 | -2 | 0 | 0 | 0 | 0 | 0 | 0 | 0 | 0 | 0 | 0 | 0 | -2 | 0 | 0 | 0 | 0 | 0 | -2 | -2 | 0 | -2 | -2 | -2 | 1 | 1
BTC Power |  | 100 kW AIO | Eversource CT | DC | 100 | 2025-12-08 | 2025-12-08 | Network Capable |  |  |  | -2 | 2 | -2 | -2 | -2 | -2 | 0 | 0 | 0 | 0 | -2 | -2 | -2 | 0 | -2 | 0 | -2 | 0 | -1 | -1 | 0 | -2 | 0 | 0 | 0 | 0 | 0 | 0 | 0 | 0 | 0 | 0 | 0 | 0 | 0 | 0 | 0 | 0 | 0 | 0 | 0 | 0 | -2 | 0 | -2 | -2 | -2 | -2 | -2 | -2 | -2 | -2 | -2 | -2 | -2 | -2 | -2 | -2 | -2 | -2 | -2 | 0 | -2 | -2 | -2 | 0 | -2 | -2 | -2 | 0 | 0 | 0 | 0 | -2 | -2 | -2 | 0 | -2 | -2 | 0 | 0 | -2 | 0 | -2 | 0 | 0 | 0 | 0 | 0 | 0 | 0 | -2 | 0 | 0 | 0 | 0 | 0 | 0 | 0 | 0 | 0 | 0 | 0 | -2 | 0 | 0 | 0 | 0 | 0 | -2 | -2 | 0 | -2 | -2 | -2 | 1 | -2
BTC Power | EVP-2001-32-# | L2W-32-240-##-### | EPRI | AC | 7.68 | 2025-02-20 | 2024-07-12 | Network Capable | NA | Single Port | Single port. BTC Power Hardware is network/backend agnostic, but also provide our own basic network option if needed | 2 | -2 | -2 | 1 | -1 | -1 | -2 | -2 | -2 | -2 | -2 | -2 | 1 | -2 | -2 | 2 | 2 | 2 | -1 | 2 | 1 | 1 | -2 | 1 | 0 | 0 | 0 | 0 | 0 | 0 | 0 | 0 | 1 | -1 | -1 | -1 | 1 | 1 | 1 | -1 | -1 | -1 | -2 | -1 | 1 | -1 | -1 | 1 | -1 | 1 | -1 | 1 | -1 | -1 | -1 | -1 | 1 | -1 | -1 | 0 | 1 | -2 | 1 | 1 | 1 | 1 | 1 | 1 | 1 | 1 | 1 | -1 | -1 | 1 | -1 | 1 | -1 | -1 | 1 | 1 | 1 | 1 | -2 | 1 | -2 | -2 | 1 | 1 | 1 | 1 | 2 | 2 | -1 | 1 | 1 | 1 | -1 | 1 | 1 | 1 | 1 | 1 | 1 | 1 | 1 | 1 | 1 | 1 | 0 | 1 | 1 | 1 | 1 | -2 | -2 |  | 1
BTC Power | EVP-2001-48-# | L2W-48-240-##-### | EPRI | AC | 11.52 | 2025-02-20 | 2024-07-12 | Network Capable | NA | Single Port | Single port. BTC Power Hardware is network/backend agnostic, but also provide our own basic network option if needed | 2 | -2 | -2 | 1 | -1 | -1 | -2 | -2 | -2 | -2 | -2 | -2 | 1 | -2 | -2 | 2 | 2 | 2 | -1 | 2 | 1 | 1 | -2 | 1 | 0 | 0 | 0 | 0 | 0 | 0 | 0 | 0 | 1 | -1 | -1 | -1 | 1 | 1 | 1 | -1 | -1 | -1 | -2 | -1 | 1 | -1 | -1 | 1 | -1 | 1 | -1 | 1 | -1 | -1 | -1 | -1 | 1 | -1 | -1 | 0 | 1 | -2 | 1 | 1 | 1 | 1 | 1 | 1 | 1 | 1 | 1 | -1 | -1 | 1 | -1 | 1 | -1 | -1 | 1 | 1 | 1 | 1 | -2 | 1 | -2 | -2 | 1 | 1 | 1 | 1 | 2 | 2 | -1 | 1 | 1 | 1 | -1 | 1 | 1 | 1 | 1 | 1 | 1 | 1 | 1 | 1 | 1 | 1 | 0 | -1 | 1 | 1 | 1 | -2 | -2 |  | -2
BTC Power | EVP-2001-48-#-40 | L2W-48-240-##-### | EPRI | AC | 9.6 | 2025-02-20 | 2024-07-12 | Network Capable | NA | Single Port | Single port. BTC Power Hardware is network/backend agnostic, but also provide our own basic network option if needed | 2 | -2 | -2 | 1 | -1 | -1 | -2 | -2 | -2 | -2 | -2 | -2 | 1 | -2 | -2 | 2 | 2 | 2 | -1 | 2 | 1 | 1 | -2 | 1 | 0 | 0 | 0 | 0 | 0 | 0 | 0 | 0 | 1 | -1 | -1 | -1 | 1 | 1 | 1 | -1 | -1 | -1 | -2 | -1 | 1 | -1 | -1 | 1 | -1 | 1 | -1 | 1 | -1 | -1 | -1 | -1 | 1 | -1 | -1 | 0 | 1 | -2 | 1 | 1 | 1 | 1 | 1 | 1 | 1 | 1 | 1 | -1 | -1 | 1 | -1 | 1 | -1 | -1 | 1 | 1 | 1 | 1 | -2 | 1 | -2 | -2 | 1 | 1 | 1 | 1 | 2 | 2 | -1 | 1 | 1 | 1 | -1 | 1 | 1 | 1 | 1 | 1 | 1 | 1 | 1 | 1 | 1 | 1 | 0 | -1 | -1 | 1 | 1 | -2 | -2 |  | -2
BTC Power | EVP-2001-80-# | L2W-80-240-##-### | EPRI | AC | 19.2 | 2025-02-20 | 2024-07-12 | Network Capable | NA | Single Port | Single port. BTC Power Hardware is network/backend agnostic, but also provide our own basic network option if needed | 2 | -2 | -2 | 1 | -1 | -1 | -2 | -2 | -2 | -2 | -2 | -2 | 1 | -2 | -2 | 2 | 2 | 2 | -1 | 2 | 1 | 1 | -2 | 1 | 0 | 0 | 0 | 0 | 0 | 0 | 0 | 0 | 1 | -1 | -1 | -1 | 1 | 1 | 1 | -1 | -1 | -1 | -2 | -1 | 1 | -1 | -1 | 1 | -1 | 1 | -1 | 1 | -1 | -1 | -1 | -1 | 1 | -1 | -1 | 0 | 1 | -2 | 1 | 1 | 1 | 1 | 1 | 1 | 1 | 1 | 1 | -1 | -1 | 1 | -1 | 1 | -1 | -1 | 1 | 1 | 1 | 1 | -2 | 1 | -2 | -2 | 1 | 1 | 1 | 1 | 2 | 2 | -1 | 1 | 1 | 1 | -1 | 1 | 1 | 1 | 1 | 1 | 1 | 1 | 1 | 1 | 1 | 1 | 0 | -1 | 1 | 1 | 1 | -2 | -2 |  | -2
BTC Power | EVP-2001-80-#-40 | L2W-80-240-##-### | EPRI | AC | 9.6 | 2025-02-20 | 2024-07-12 | Network Capable | NA | Single Port | Single port. BTC Power Hardware is network/backend agnostic, but also provide our own basic network option if needed | 2 | -2 | -2 | 1 | -1 | -1 | -2 | -2 | -2 | -2 | -2 | -2 | 1 | -2 | -2 | 2 | 2 | 2 | -1 | 2 | 1 | 1 | -2 | 1 | 0 | 0 | 0 | 0 | 0 | 0 | 0 | 0 | 1 | -1 | -1 | -1 | 1 | 1 | 1 | -1 | -1 | -1 | -2 | -1 | 1 | -1 | -1 | 1 | -1 | 1 | -1 | 1 | -1 | -1 | -1 | -1 | 1 | -1 | -1 | 0 | 1 | -2 | 1 | 1 | 1 | 1 | 1 | 1 | 1 | 1 | 1 | -1 | -1 | 1 | -1 | 1 | -1 | -1 | 1 | 1 | 1 | 1 | -2 | 1 | -2 | -2 | 1 | 1 | 1 | 1 | 2 | 2 | -1 | 1 | 1 | 1 | -1 | 1 | 1 | 1 | 1 | 1 | 1 | 1 | 1 | 1 | 1 | 1 | 0 | -1 | -1 | 1 | 1 | -2 | -2 |  | -2
BTC Power | EVP-2002-32-# | L2P-32-240-##-### | EPRI | AC | 7.68 | 2025-02-20 | 2024-07-12 | Network Capable | NA | Dual Port | Dual port. BTC Power Hardware is network/backend agnostic, but also provide our own basic network option if needed | 2 | -2 | -2 | 1 | -1 | -1 | -2 | -2 | -2 | -2 | -2 | -2 | 1 | -2 | -2 | 2 | 2 | 2 | -1 | 2 | 1 | 1 | -2 | 1 | 0 | 0 | 0 | 0 | 0 | 0 | 0 | 0 | 1 | -1 | -1 | -1 | 1 | 1 | 1 | -1 | -1 | -1 | -2 | -1 | 1 | -1 | -1 | 1 | -1 | 1 | -1 | 1 | -1 | -1 | -1 | -1 | 1 | -1 | -1 | 0 | 1 | -2 | 1 | 1 | 1 | 1 | 1 | 1 | 1 | 1 | 1 | -1 | -1 | 1 | -1 | 1 | -1 | -1 | 1 | 1 | 1 | 1 | -2 | 1 | -2 | -2 | 1 | 1 | 1 | 1 | 2 | 2 | -1 | 1 | 1 | 1 | -1 | 1 | 1 | 1 | 1 | 1 | 1 | 1 | 1 | 1 | 1 | 1 | 0 | 1 | 1 | 1 | 1 | -2 | -2 |  | 1
BTC Power | EVP-2002-48-# | L2P-48-240-##-### | EPRI | AC | 11.52 | 2025-02-20 | 2024-07-12 | Network Capable | NA | Dual Port | Dual port. BTC Power Hardware is network/backend agnostic, but also provide our own basic network option if needed | 2 | -2 | -2 | 1 | -1 | -1 | -2 | -2 | -2 | -2 | -2 | -2 | 1 | -2 | -2 | 2 | 2 | 2 | -1 | 2 | 1 | 1 | -2 | 1 | 0 | 0 | 0 | 0 | 0 | 0 | 0 | 0 | 1 | -1 | -1 | -1 | 1 | 1 | 1 | -1 | -1 | -1 | -2 | -1 | 1 | -1 | -1 | 1 | -1 | 1 | -1 | 1 | -1 | -1 | -1 | -1 | 1 | -1 | -1 | 0 | 1 | -2 | 1 | 1 | 1 | 1 | 1 | 1 | 1 | 1 | 1 | -1 | -1 | 1 | -1 | 1 | -1 | -1 | 1 | 1 | 1 | 1 | -2 | 1 | -2 | -2 | 1 | 1 | 1 | 1 | 2 | 2 | -1 | 1 | 1 | 1 | -1 | 1 | 1 | 1 | 1 | 1 | 1 | 1 | 1 | 1 | 1 | 1 | 0 | -1 | 1 | 1 | 1 | -2 | -2 |  | -2
BTC Power | EVP-2002-48-#-40 | L2P-48-240-##-### | EPRI | AC | 9.6 | 2025-02-20 | 2024-07-12 | Network Capable | NA | Dual Port | Dual port. BTC Power Hardware is network/backend agnostic, but also provide our own basic network option if needed | 2 | -2 | -2 | 1 | -1 | -1 | -2 | -2 | -2 | -2 | -2 | -2 | 1 | -2 | -2 | 2 | 2 | 2 | -1 | 2 | 1 | 1 | -2 | 1 | 0 | 0 | 0 | 0 | 0 | 0 | 0 | 0 | 1 | -1 | -1 | -1 | 1 | 1 | 1 | -1 | -1 | -1 | -2 | -1 | 1 | -1 | -1 | 1 | -1 | 1 | -1 | 1 | -1 | -1 | -1 | -1 | 1 | -1 | -1 | 0 | 1 | -2 | 1 | 1 | 1 | 1 | 1 | 1 | 1 | 1 | 1 | -1 | -1 | 1 | -1 | 1 | -1 | -1 | 1 | 1 | 1 | 1 | -2 | 1 | -2 | -2 | 1 | 1 | 1 | 1 | 2 | 2 | -1 | 1 | 1 | 1 | -1 | 1 | 1 | 1 | 1 | 1 | 1 | 1 | 1 | 1 | 1 | 1 | 0 | -1 | -1 | 1 | 1 | -2 | -2 |  | -2
BTC Power | EVP-2002-80-# | L2P-80-240-##-### | EPRI | AC | 19.2 | 2025-02-20 | 2024-07-12 | Network Capable | NA | Dual Port | Dual port. BTC Power Hardware is network/backend agnostic, but also provide our own basic network option if needed | 2 | -2 | -2 | 1 | -1 | -1 | -2 | -2 | -2 | -2 | -2 | -2 | 1 | -2 | -2 | 2 | 2 | 2 | -1 | 2 | 1 | 1 | -2 | 1 | 0 | 0 | 0 | 0 | 0 | 0 | 0 | 0 | 1 | -1 | -1 | -1 | 1 | 1 | 1 | -1 | -1 | -1 | -2 | -1 | 1 | -1 | -1 | 1 | -1 | 1 | -1 | 1 | -1 | -1 | -1 | -1 | 1 | -1 | -1 | 0 | 1 | -2 | 1 | 1 | 1 | 1 | 1 | 1 | 1 | 1 | 1 | -1 | -1 | 1 | -1 | 1 | -1 | -1 | 1 | 1 | 1 | 1 | -2 | 1 | -2 | -2 | 1 | 1 | 1 | 1 | 2 | 2 | -1 | 1 | 1 | 1 | -1 | 1 | 1 | 1 | 1 | 1 | 1 | 1 | 1 | 1 | 1 | 1 | 0 | -1 | 1 | 1 | 1 | -2 | -2 |  | -2
BTC Power | EVP-2002-80-#-40 | L2P-80-240-##-### | EPRI | AC | 9.6 | 2025-02-20 | 2024-07-12 | Network Capable | NA | Dual Port | Dual port. BTC Power Hardware is network/backend agnostic, but also provide our own basic network option if needed | 2 | -2 | -2 | 1 | -1 | -1 | -2 | -2 | -2 | -2 | -2 | -2 | 1 | -2 | -2 | 2 | 2 | 2 | -1 | 2 | 1 | 1 | -2 | 1 | 0 | 0 | 0 | 0 | 0 | 0 | 0 | 0 | 1 | -1 | -1 | -1 | 1 | 1 | 1 | -1 | -1 | -1 | -2 | -1 | 1 | -1 | -1 | 1 | -1 | 1 | -1 | 1 | -1 | -1 | -1 | -1 | 1 | -1 | -1 | 0 | 1 | -2 | 1 | 1 | 1 | 1 | 1 | 1 | 1 | 1 | 1 | -1 | -1 | 1 | -1 | 1 | -1 | -1 | 1 | 1 | 1 | 1 | -2 | 1 | -2 | -2 | 1 | 1 | 1 | 1 | 2 | 2 | -1 | 1 | 1 | 1 | -1 | 1 | 1 | 1 | 1 | 1 | 1 | 1 | 1 | 1 | 1 | 1 | 0 | -1 | -1 | 1 | 1 | -2 | -2 |  | -2
BTC Power |  | 100 kW AIO | Eversource CT | DC | 100 | 2025-12-08 | 2025-12-08 | Network Capable |  |  |  | -2 | 2 | -2 | -2 | -2 | -2 | 0 | 0 | 0 | 0 | -2 | -2 | -2 | 0 | -2 | 0 | -2 | 0 | -1 | -1 | 0 | -2 | 0 | 0 | 0 | 0 | 0 | 0 | 0 | 0 | 0 | 0 | 0 | 0 | 0 | 0 | 0 | 0 | 0 | 0 | 0 | 0 | -2 | 0 | -2 | -2 | -2 | -2 | -2 | -2 | -2 | -2 | -2 | -2 | -2 | -2 | -2 | -2 | -2 | -2 | -2 | 0 | -2 | -2 | -2 | 0 | -2 | -2 | -2 | 0 | 0 | 0 | 0 | -2 | -2 | -2 | 0 | -2 | -2 | 0 | 0 | -2 | 0 | -2 | 0 | 0 | 0 | 0 | 0 | 0 | 0 | -2 | 0 | 0 | 0 | 0 | 0 | 0 | 0 | 0 | 0 | 0 | 0 | -2 | 0 | 0 | 0 | 0 | 0 | -2 | -2 | 0 | -2 | -2 | -2 | 1 | 1
BTC Power | HPCD6-500-05-005 |  | EPRI | DC | 360 | 2025-03-05 | 2024-12-19 | Network Capable | NA | Single port. | Can power up to 4 dual port Fleet Dispensers to 1 Power Cabinet and charge sequentially. can charge up to 8 vehicles sequentially as a result. | -2 | 2 | -2 | -2 | -2 | -2 | 1 | -1 | 1 | -1 | -2 | -2 | -2 | 1 | -2 | 2 | -2 | -1 | 2 | -1 | 1 | -2 | 1 | 1 | 1 | 1 | 1 | 1 | 1 | 1 | 1 | 1 | 1 | -1 | -1 | -1 | 1 | 1 | 1 | 1 | -1 | -1 | -2 | 1 | -2 | -2 | -2 | -2 | -2 | -2 | -2 | -2 | -2 | -2 | -2 | -2 | -2 | -2 | -2 | -2 | -2 | 1 | -2 | -2 | -2 | 1 | -2 | -2 | -2 | 1 | 1 | 1 | 1 | -2 | -2 | -2 | -1 | -2 | -2 | 1 | 1 | -2 | 1 | -2 | 1 | 1 | 1 | 1 | 1 | 1 | 2 | -2 | 1 | 1 | 1 | 1 | 1 | -2 | 1 | 1 | 1 | 1 | 1 | -2 | 1 | -2 | -2 | -2 | 1 | -2 | -2 | 1 | 1 | -2 | -2 |  | -2
BTC Power | HPCD8-350-0# | Fleet Dispenser | EPRI | DC | 180 | 2025-07-25 | 2025-07-25 | Network Capable |  | Dual port. | Can power up to 4 dual port Fleet Dispensers to 1 Power Cabinet and charge sequentially. can charge up to 8 vehicles sequentially as a result. | -2 | 2 | -2 | -2 | -2 | -2 | 1 | -1 | 1 | -1 | -2 | -2 | -2 | 1 | -2 | -1 | -1 | -1 | -1 | -1 | 1 | -2 | 1 | 1 | 1 | 1 | 1 | 1 | 1 | 1 | 1 | 1 | 1 | -1 | -1 | -1 | 1 | 1 | 1 | -1 | -1 | -1 | -1 | -1 | -2 | -2 | -2 | -2 | -2 | -2 | -2 | -2 | -2 | -2 | -2 | -2 | -2 | -2 | -2 | -2 | -2 | 1 | -2 | -2 | -2 | 1 | -2 | -2 | -2 | 1 | 1 | 1 | 1 | -2 | -2 | -2 | -1 | -2 | -2 | 1 | 1 | -2 | 1 | -2 | 1 | 1 | 1 | 1 | 1 | 1 | 2 | -2 | 1 | 1 | 1 | 1 | 1 | -2 | 1 | 1 | 1 | 1 | 1 | -2 | 1 | -2 | -2 | -2 | 1 | -2 | -2 | 1 | 1 | -2 | -2 |  | -2
BTC Power | HPCT2-120-480-# |  | SCE | DC | 120 | 2025-06-27 | 2024-07-01 | Network Capable | NA | Single or Dual CHAdeMO, CCS1, and/or NACS | BTC Power Hardware is network/backend agnostic, but also provide our own basic network option if needed. Vetted dispensers are EVDSP-350-5-120-0-2-C-4-0 EVDSP-350-3-120-0-C-4-0 | -2 | 2 | -2 | -2 | -2 | -2 | 1 | 0 | 1 | 0 | -2 | -2 | -2 | 1 | -2 | 0 | 0 | 0 | -1 | -1 | 1 | -2 | 0 | 1 | 1 | 1 | 1 | 0 | 0 | 0 | 0 | 1 | 0 | -1 | -1 | -1 | 1 | 1 | 1 | 0 | -1 | -1 | -2 | 0 | -2 | -2 | -2 | -2 | -2 | -2 | -2 | -2 | -2 | -2 | -2 | -2 | -2 | -2 | -2 | -2 | -2 | 0 | 0 | -2 | -2 | 0 | -2 | 0 | -1 | -1 | 0 | 0 | 0 | -2 | -2 | -2 | 0 | 0 | -2 | 0 | -2 | -2 | 0 | -2 | 0 | 0 | 0 | 0 | 0 | 0 | 2 | -2 | 0 | 0 | 0 | 0 | 0 | -2 | 0 | 0 | 0 | 0 | 0 | -2 | 0 | -2 | -2 | -2 | 0 | -2 | -2 | 1 | 1 | -2 | -2 |  | -2
BTC Power | HPCT2-150-480-# |  | SCE | DC | 150 | 2025-06-27 | 2022-07-11 | Network Capable | NA | Single or Dual CHAdeMO, CCS1, and/or NACS | BTC Power Hardware is network/backend agnostic, but also provide our own basic network option if needed. Vetted dispensers are EVDSP-350-5-120-0-2-C-4-0 EVDSP-350-3-120-0-C-4-0 | -2 | 2 | -2 | -2 | -2 | -2 | 1 | 0 | 1 | 0 | -2 | -2 | -2 | 1 | -2 | 0 | 0 | 0 | -1 | -1 | 1 | -2 | 0 | 1 | 1 | 1 | 1 | 0 | 0 | 0 | 0 | 1 | 0 | -1 | -1 | -1 | 1 | 1 | 1 | 0 | -1 | -1 | -2 | 0 | -2 | -2 | -2 | -2 | -2 | -2 | -2 | -2 | -2 | -2 | -2 | -2 | -2 | -2 | -2 | -2 | -2 | 0 | 0 | -2 | -2 | 0 | -2 | 0 | -1 | -1 | 0 | 0 | 0 | -2 | -2 | -2 | 0 | 0 | -2 | 0 | -2 | -2 | 0 | -2 | 0 | 0 | 0 | 0 | 0 | 0 | 2 | -2 | 0 | 0 | 0 | 0 | 0 | -2 | 0 | 0 | 0 | 0 | 0 | -2 | 0 | -2 | -2 | -2 | 0 | -2 | -2 | 1 | 1 | -2 | -2 |  | -2
BTC Power | HPCT2-180-480-# |  | SCE | DC | 180 | 2025-06-27 | 2024-07-01 | Network Capable | NA | Single or Dual CHAdeMO, CCS1, and/or NACS | BTC Power Hardware is network/backend agnostic, but also provide our own basic network option if needed. Vetted dispensers are EVDSP-350-5-120-0-2-C-4-0 EVDSP-350-3-120-0-C-4-0 | -2 | 2 | -2 | -2 | -2 | -2 | 1 | 0 | 1 | 0 | -2 | -2 | -2 | 1 | -2 | 0 | 0 | 0 | -1 | -1 | 1 | -2 | 0 | 1 | 1 | 1 | 1 | 0 | 0 | 0 | 0 | 1 | 0 | -1 | -1 | -1 | 1 | 1 | 1 | 0 | -1 | -1 | -2 | 0 | -2 | -2 | -2 | -2 | -2 | -2 | -2 | -2 | -2 | -2 | -2 | -2 | -2 | -2 | -2 | -2 | -2 | 0 | 0 | -2 | -2 | 0 | -2 | 0 | -1 | -1 | 0 | 0 | 0 | -2 | -2 | -2 | 0 | 0 | -2 | 0 | -2 | -2 | 0 | -2 | 0 | 0 | 0 | 0 | 0 | 0 | 2 | -2 | 0 | 0 | 0 | 0 | 0 | -2 | 0 | 0 | 0 | 0 | 0 | -2 | 0 | -2 | -2 | -2 | 0 | -2 | -2 | 1 | 1 | -2 | -2 |  | -2
BTC Power | HPCT2-240-480-# |  | SCE | DC | 240 | 2025-06-27 | 2024-07-01 | Network Capable | NA | Single or Dual CHAdeMO, CCS1, and/or NACS | BTC Power Hardware is network/backend agnostic, but also provide our own basic network option if needed. Vetted dispensers are EVDSP-350-5-120-0-2-C-4-0 EVDSP-350-3-120-0-C-4-0 | -2 | 2 | -2 | -2 | -2 | -2 | 1 | 0 | 1 | 0 | -2 | -2 | -2 | 1 | -2 | 0 | 0 | 0 | -1 | -1 | 1 | -2 | 0 | 1 | 1 | 1 | 1 | 0 | 0 | 0 | 0 | 1 | 0 | -1 | -1 | -1 | 1 | 1 | 1 | 0 | -1 | -1 | -2 | 0 | -2 | -2 | -2 | -2 | -2 | -2 | -2 | -2 | -2 | -2 | -2 | -2 | -2 | -2 | -2 | -2 | -2 | 0 | 0 | -2 | -2 | 0 | -2 | 0 | -1 | -1 | 0 | 0 | 0 | -2 | -2 | -2 | 0 | 0 | -2 | 0 | -2 | -2 | 0 | -2 | 0 | 0 | 0 | 0 | 0 | 0 | 2 | -2 | 0 | 0 | 0 | 0 | 0 | -2 | 0 | 0 | 0 | 0 | 0 | -2 | 0 | -2 | -2 | -2 | 0 | -2 | -2 | 1 | 1 | -2 | -2 |  | -2
BTC Power | HPCT2-360-480-# |  | EPRI | DC | 360 | 2025-06-27 | 2024-07-01 | Network Capable | NA | Single or Dual CHAdeMO, CCS1, and/or NACS | BTC Power Hardware is network/backend agnostic, but also provide our own basic network option if needed | -2 | 2 | -2 | -2 | -2 | -2 | 1 | -1 | 1 | -1 | -2 | -2 | -2 | 1 | -2 | -1 | -1 | -1 | -1 | -1 | 1 | -2 | 1 | 1 | 1 | 1 | 1 | 1 | 1 | 1 | 1 | 1 | 1 | -1 | -1 | -1 | 1 | 1 | 1 | -1 | -1 | -1 | -2 | -1 | -2 | -2 | -2 | -2 | -2 | -2 | -2 | -2 | -2 | -2 | -2 | -2 | -2 | -2 | -2 | -2 | -2 | 1 | -2 | -2 | -2 | 1 | -2 | -2 | -2 | 1 | 1 | 1 | 1 | -2 | -2 | -2 | -1 | -2 | -2 | 1 | 1 | -2 | 1 | -2 | 1 | 1 | 1 | 1 | 1 | 1 | 2 | -2 | 1 | 1 | 1 | 1 | 1 | -2 | 1 | 1 | 1 | 1 | 1 | -2 | 1 | -2 | -2 | -2 | 1 | -2 | -2 | 1 | 1 | -2 | -2 |  | -2
BTC Power | HPCD7-350-###-01# | Gen4 Public Dispenser | EPRI | DC | 360 | 2025-11-12 | 2025-11-12 | Network Capable | NA | Single port | BTC Power Hardware is network/backend agnostic, but also provide our own basic network option if needed | -2 | 2 | -2 | -2 | -2 | -2 | 1 | 1 | 1 | 1 | -1 | -2 | -2 | 1 | -2 | 2 | -2 | 2 | -1 | 2 | 1 | -2 | 1 | 1 | 1 | 1 | 1 | 1 | 1 | 1 | 1 | 1 | 1 | -1 | -1 | -1 | 1 | 1 | 1 | 1 | -1 | -1 | -2 | 1 | -2 | -2 | -2 | -2 | -2 | -2 | -2 | -2 | -2 | -2 | -2 | -2 | -2 | -2 | -2 | -2 | -2 | 1 | -2 | -2 | -2 | 1 | -2 | -2 | -2 | 1 | 1 | 1 | 1 | -2 | -2 | -2 | 1 | -2 | -2 | 1 | 1 | -2 | 1 | -2 | 1 | 1 | 1 | 1 | 1 | 1 | 2 | -2 | 1 | 1 | 1 | 1 | 1 | -2 | 1 | 1 | 1 | 1 | 1 | -2 | 1 | -2 | -2 | -2 | 0 | -2 | -2 | 1 | 1 | -2 | -2 |  | -2
BTC Power | HPCT3-###-480-# / HPCD7-500-###-01# | Gen4 Public Dispenser | EPRI | DC | 360 | 2025-01-12 | 2024-07-12 | Network Capable | NA | Single or Dual CHAdeMO, CCS1, and/or NACS | BTC Power Hardware is network/backend agnostic, but also provide our own basic network option if needed | -2 | 2 | -2 | -2 | -2 | -2 | 1 | 1 | 1 | 1 | -1 | -2 | -2 | 1 | -2 | 2 | -2 | 2 | -1 | -1 | 1 | -2 | 1 | 1 | 1 | 1 | 1 | 1 | 1 | 1 | 1 | 1 | 1 | -1 | -1 | -1 | 1 | 1 | 1 | 1 | 2 | 2 | -2 | 1 | -2 | -2 | -2 | -2 | -2 | -2 | -2 | -2 | -2 | -2 | -2 | -2 | -2 | -2 | -2 | -2 | -2 | 1 | -2 | -2 | -2 | 1 | -2 | -2 | -2 | 1 | 1 | 1 | 1 | -2 | -2 | -2 | 1 | -2 | -2 | 1 | 1 | -2 | 1 | -2 | 1 | 1 | 1 | 1 | 1 | 1 | 2 | -2 | 1 | 1 | 1 | 1 | 1 | -2 | 1 | 1 | 1 | 1 | 1 | -2 | 1 | -2 | -2 | -2 | 0 | -2 | -2 | 1 | 1 | -2 | -2 |  | -2
BTC Power | L3A-120-480-### |  | EPRI/SCE | DC | 120 | 2025-09-29 | 2024-07-01 | Network Capable | NA | Single or Dual CHAdeMO, CCS1, and/or NACS | BTC Power Hardware is network/backend agnostic, but also provide our own basic network option if needed | -2 | 2 | -2 | -2 | -2 | -2 | 1 | 0 | 1 | 0 | -2 | -2 | -2 | 1 | -2 | 0 | 0 | 0 | 2 | 2 | 1 | -2 | 0 | 1 | 1 | 1 | 1 | 0 | 0 | 0 | 0 | 1 | 0 | -1 | -1 | -1 | 1 | 1 | 1 | 1 | 2 | 2 | -2 | 1 | -2 | -2 | -2 | -2 | -2 | -2 | -2 | -2 | -2 | -2 | -2 | -2 | -2 | -2 | -2 | -2 | -2 | 0 | 0 | -2 | -2 | 0 | -2 | 0 | -1 | 1 | 0 | 0 | 0 | -2 | -2 | -2 | 0 | 0 | -2 | 0 | -2 | -2 | 0 | -2 | 0 | 0 | 0 | 0 | 0 | 0 | 2 | -2 | 0 | 1 | 0 | 0 | 0 | -2 | 0 | 0 | 0 | 0 | 0 | -2 | 0 | -2 | -2 | -2 | 0 | -2 | -2 | 1 | 1 | -2 | -2 |  | -2
BTC Power | L3A-150-480-### |  | EPRI/SCE | DC | 150 | 2025-09-29 | 2024-07-01 | Network Capable | NA | Single or Dual CHAdeMO, CCS1, and/or NACS | BTC Power Hardware is network/backend agnostic, but also provide our own basic network option if needed | -2 | 2 | -2 | -2 | -2 | -2 | 1 | 0 | 1 | 0 | -2 | -2 | -2 | 1 | -2 | 0 | 0 | 0 | 2 | 2 | 1 | -2 | 0 | 1 | 1 | 1 | 1 | 0 | 0 | 0 | 0 | 1 | 0 | -1 | -1 | -1 | 1 | 1 | 1 | 1 | 2 | 2 | -2 | 1 | -2 | -2 | -2 | -2 | -2 | -2 | -2 | -2 | -2 | -2 | -2 | -2 | -2 | -2 | -2 | -2 | -2 | 0 | 0 | -2 | -2 | 0 | -2 | 0 | -1 | 1 | 0 | 0 | 0 | -2 | -2 | -2 | 0 | 0 | -2 | 0 | -2 | -2 | 0 | -2 | 0 | 0 | 0 | 0 | 0 | 0 | 2 | -2 | 0 | 1 | 0 | 0 | 0 | -2 | 0 | 0 | 0 | 0 | 0 | -2 | 0 | -2 | -2 | -2 | 0 | -2 | -2 | 1 | 1 | -2 | -2 |  | -2
BTC Power | L3A-180-480-### | Gen4 180kW AIO | EPRI/SCE | DC | 180 | 2025-09-29 | 2024-07-12 | Network Capable | NA | Single or Dual CHAdeMO, CCS1, and/or NACS | BTC Power Hardware is network/backend agnostic, but also provide our own basic network option if needed | -2 | 2 | -2 | -2 | -2 | -2 | 1 | 1 | 1 | -1 | -2 | -2 | -2 | 1 | -2 | -1 | -1 | 2 | 2 | 2 | 1 | -2 | 1 | 1 | 0 | 0 | 0 | 0 | 0 | 0 | 0 | 0 | 1 | -1 | -1 | -1 | 1 | 1 | 1 | 1 | 2 | 2 | -2 | 1 | -2 | -2 | -2 | -2 | -2 | -2 | -2 | -2 | -2 | -2 | -2 | -2 | -2 | -2 | -2 | -2 | -2 | 1 | 1 | -2 | -2 | 1 | -2 | -1 | -1 | 1 | 1 | 1 | 1 | -2 | -2 | -2 | 1 | 1 | -2 | 1 | 1 | -2 | 1 | -2 | 1 | 1 | 1 | 1 | 1 | 1 | 2 | -2 | 1 | 1 | 1 | 1 | -1 | -1 | 1 | 1 | 1 | 1 | 1 | -2 | 1 | -2 | -2 | -2 | 0 | -2 | -2 | 1 | 1 | -2 | -2 |  | 1
BTC Power | L3A-90-480-### |  | EPRI/SCE | DC | 90 | 2025-09-29 | 2024-07-01 | Network Capable | NA | Single or Dual CHAdeMO, CCS1, and/or NACS | BTC Power Hardware is network/backend agnostic, but also provide our own basic network option if needed\ | -2 | 2 | -2 | -2 | -2 | -2 | 1 | 0 | 1 | 0 | -2 | -2 | -2 | 1 | -2 | 0 | 0 | 0 | -1 | -1 | 1 | -2 | 0 | 1 | 1 | 1 | 1 | 0 | 0 | 0 | 0 | 1 | 0 | -1 | -1 | -1 | 1 | 1 | 1 | 1 | 2 | 2 | -2 | 1 | -2 | -2 | -2 | -2 | -2 | -2 | -2 | -2 | -2 | -2 | -2 | -2 | -2 | -2 | -2 | -2 | -2 | 0 | 0 | -2 | -2 | 0 | -2 | 0 | -1 | -1 | 0 | 0 | 0 | -2 | -2 | -2 | 0 | 0 | -2 | 0 | -2 | -2 | 0 | -2 | 0 | 0 | 0 | 0 | 0 | 0 | 2 | -2 | 0 | 1 | 0 | 0 | 0 | -2 | 0 | 0 | 0 | 0 | 0 | -2 | 0 | -2 | -2 | -2 | 0 | -2 | -2 | 1 | 1 | -2 | -2 |  | -2
Buzze Inc. |  |  | EPRI | NETWORK | NA | 2025-10-20 | 2024-12-03 | Network Software | Buzze |  |  | -2 | -2 | -2 | -2 | -2 | -2 | -2 | -2 | -2 | -2 | -2 | -2 | -2 | -2 | -2 | -2 | -2 | -2 | -2 | -2 | -2 | -2 | -2 | -2 | -2 | -2 | -2 | -2 | -2 | -2 | -2 | -2 | -2 | -2 | -2 | -2 | -2 | -2 | -2 | -2 | -2 | -2 | -2 | -2 | 1 | -1 | -1 | 1 | -1 | -1 | 1 | 1 | -1 | 1 | -1 | -1 | 1 | 1 | -1 | 1 | -2 | -2 | 1 | 1 | 1 | -1 | -1 | 1 | -2 | 1 | -2 | -1 | 1 | 1 | 1 | 1 | -1 | 1 | -2 | -2 | -2 | -2 | -2 | -2 | -2 | -2 | -2 | 1 | 1 | -1 | -2 | -2 | 1 | -2 | -2 | 1 | 1 | -1 | -2 | 1 | 1 | 1 | 1 | -1 | 1 | 1 | 1 | 1 | 1 | -2 | -2 | -2 | 1 | 1 | 1 | 2025-10-20 | -2
Camber | PC-060-PI |  | EPRI/PGE | DC | 60 | 2024-07-01 | 2024-07-01 | Network Capable | NA | Single Port | Power Cabinet. Vetted dispensers are NBDI2000U,NBDI3000U. 1x CCS1 connector or 1x CHAdeMO connector. | -2 | 2 | -2 | -2 | -2 | -2 | 1 | 1 | 0 | 0 | -2 | -2 | -2 | 1 | -2 | 2 | -2 | -1 | -1 | -1 | 1 | -2 | 1 | 1 | 1 | 1 | 1 | 0 | 0 | 0 | 0 | 1 | -1 | -1 | -1 | -1 | 1 | 1 | 1 | -1 | -1 | -1 | -2 | -1 | -2 | -2 | -2 | -2 | -2 | -2 | -2 | -2 | -2 | -2 | -2 | -2 | -2 | -2 | -2 | -2 | -2 | -1 | -1 | -2 | -2 | -1 | -2 | -1 | -1 | -1 | 0 | 0 | 0 | -2 | -2 | -2 | 0 | 0 | -2 | -1 | -2 | -2 | -1 | -2 | -1 | -1 | -1 | -1 | -1 | -1 | 2 | -2 | -1 | -1 | 0 | -1 | 0 | -2 | -1 | -1 | -1 | -1 | -1 | -2 | -1 | -2 | -2 | -2 | 0 | -2 | -2 | 1 | -1 | -2 | -2 |  | -2
Camber | PC-060-PS |  | EPRI | DC | 60 | 2024-07-01 | 2024-07-01 | Network Capable | NA | Single Port | 1x CCS1 connector or 1x CHAdeMO connector. | -2 | 2 | -2 | -2 | -2 | -2 | 1 | 1 | 0 | 0 | -2 | -2 | -2 | 1 | -2 | -1 | -1 | -1 | -1 | -1 | 1 | -2 | -1 | 1 | 1 | 1 | 1 | 0 | 0 | 0 | 0 | 1 | -1 | -1 | -1 | -1 | -1 | 1 | 1 | -1 | -1 | -1 | -2 | -1 | -2 | -2 | -2 | -2 | -2 | -2 | -2 | -2 | -2 | -2 | -2 | -2 | -2 | -2 | -2 | -2 | -2 | -1 | -1 | -2 | -2 | -1 | -2 | -1 | -1 | -1 | 0 | 0 | 0 | -2 | -2 | -2 | 0 | 0 | -2 | -1 | -2 | -2 | -1 | -2 | -1 | -1 | -1 | -1 | -1 | -1 | 2 | -2 | -1 | -1 | 0 | -1 | 0 | -2 | -1 | -1 | -1 | -1 | -1 | -2 | -1 | -2 | -2 | -2 | 0 | -2 | -2 | 1 | -1 | -2 | -2 |  | -2
Camber | PC-090-PI |  | EPRI | DC | 90 | 2024-07-01 | 2024-07-01 | Network Capable | NA | Single Port | Power Cabinet. Vetted dispensers are NBDI2000U,NBDI3000U. 1x CCS1 connector or 1x CHAdeMO connector. | -2 | 2 | -2 | -2 | -2 | -2 | 1 | 1 | 0 | 0 | -2 | -2 | -2 | 1 | -2 | -1 | -1 | -1 | -1 | -1 | 1 | -2 | -1 | 1 | 1 | 1 | 1 | 0 | 0 | 0 | 0 | 1 | -1 | -1 | -1 | -1 | -1 | 1 | 1 | -1 | -1 | -1 | -2 | -1 | -2 | -2 | -2 | -2 | -2 | -2 | -2 | -2 | -2 | -2 | -2 | -2 | -2 | -2 | -2 | -2 | -2 | -1 | -1 | -2 | -2 | -1 | -2 | -1 | -1 | -1 | 0 | 0 | 0 | -2 | -2 | -2 | 0 | 0 | -2 | -1 | -2 | -2 | -1 | -2 | -1 | -1 | -1 | -1 | -1 | -1 | 2 | -2 | -1 | -1 | 0 | -1 | 0 | -2 | -1 | -1 | -1 | -1 | -1 | -2 | -1 | -2 | -2 | -2 | 0 | -2 | -2 | 1 | -1 | -2 | -2 |  | -2
Camber | PC-120-PI |  | EPRI/PGE | DC | 120 | 2024-07-01 | 2024-07-01 | Network Capable | NA | Single Port | Power Cabinet. Vetted dispensers are NBDI2000U,NBDI3000U. 1x CCS1 connector or 1x CHAdeMO connector. | -2 | 2 | -2 | -2 | -2 | -2 | 1 | 1 | 0 | 0 | -2 | -2 | -2 | 1 | -2 | 2 | -2 | -1 | -1 | -1 | 1 | -2 | 1 | 1 | 1 | 1 | 1 | 0 | 0 | 0 | 0 | 1 | -1 | -1 | -1 | -1 | 1 | 1 | 1 | -1 | -1 | -1 | -2 | -1 | -2 | -2 | -2 | -2 | -2 | -2 | -2 | -2 | -2 | -2 | -2 | -2 | -2 | -2 | -2 | -2 | -2 | -1 | -1 | -2 | -2 | -1 | -2 | -1 | -1 | -1 | 0 | 0 | 0 | -2 | -2 | -2 | 0 | 0 | -2 | -1 | -2 | -2 | -1 | -2 | -1 | -1 | -1 | -1 | -1 | -1 | 2 | -2 | -1 | -1 | 0 | -1 | 0 | -2 | -1 | -1 | -1 | -1 | -1 | -2 | -1 | -2 | -2 | -2 | 0 | -2 | -2 | 1 | -1 | -2 | -2 |  | -2
Camber | PC-120-PS |  | EPRI | DC | 120 | 2024-07-01 | 2024-07-01 | Network Capable | NA | Single Port | Power Cabinet. Vetted dispensers are NBDI2000U,NBDI3000U. 1x CCS1 connector or 1x CHAdeMO connector. | -2 | 2 | -2 | -2 | -2 | -2 | 1 | 1 | 0 | 0 | -2 | -2 | -2 | 1 | -2 | -1 | -1 | -1 | -1 | -1 | 1 | -2 | -1 | 1 | 1 | 1 | 1 | 0 | 0 | 0 | 0 | 1 | -1 | -1 | -1 | -1 | 1 | 1 | 1 | -1 | -1 | -1 | -2 | -1 | -2 | -2 | -2 | -2 | -2 | -2 | -2 | -2 | -2 | -2 | -2 | -2 | -2 | -2 | -2 | -2 | -2 | -1 | -1 | -2 | -2 | -1 | -2 | -1 | -1 | -1 | 0 | 0 | 0 | -2 | -2 | -2 | 0 | 0 | -2 | -1 | -2 | -2 | -1 | -2 | -1 | -1 | -1 | -1 | -1 | -1 | 2 | -2 | -1 | -1 | 0 | -1 | 0 | -2 | -1 | -1 | -1 | -1 | -1 | -2 | -1 | -2 | -2 | -2 | 0 | -2 | -2 | 1 | -1 | -2 | -2 |  | -2
Camber | PC-150-PI |  | EPRI/PGE | DC | 150 | 2024-07-01 | 2024-07-01 | Network Capable | NA | Single or dual port | Power Cabinet. Vetted dispenser is NBDI2000U,NBDI3000U. Available with 1 or 2 CCS1 or CHAdeMo connectors. | -2 | 2 | -2 | -2 | -2 | -2 | 1 | 1 | 0 | 0 | -2 | -2 | -2 | 1 | -2 | 2 | -2 | -1 | -1 | -1 | 1 | -2 | 1 | 1 | 1 | 1 | 1 | 0 | 0 | 0 | 0 | 1 | -1 | -1 | -1 | -1 | 1 | 1 | 1 | -1 | -1 | -1 | -2 | -1 | -2 | -2 | -2 | -2 | -2 | -2 | -2 | -2 | -2 | -2 | -2 | -2 | -2 | -2 | -2 | -2 | -2 | -1 | -1 | -2 | -2 | -1 | -2 | -1 | -1 | -1 | 0 | 0 | 0 | -2 | -2 | -2 | 0 | 0 | -2 | -1 | -2 | -2 | -1 | -2 | -1 | -1 | -1 | -1 | -1 | -1 | 2 | -2 | -1 | -1 | 0 | -1 | 0 | -2 | -1 | -1 | -1 | -1 | -1 | -2 | -1 | -2 | -2 | -2 | 0 | -2 | -2 | 1 | -1 | -2 | -2 |  | -2
Camber | PC-180-PI |  | EPRI/PGE | DC | 180 | 2024-07-01 | 2024-07-01 | Network Capable | NA | Single or dual port | Power Cabinet. Vetted dispenser is NBDI2000U,NBDI3000U. Available with 1 or 2 CCS1 or CHAdeMo connectors. | -2 | 2 | -2 | -2 | -2 | -2 | 1 | 1 | 0 | 0 | -2 | -2 | -2 | 1 | -2 | 2 | -2 | -1 | -1 | -1 | 1 | -2 | 1 | 1 | 1 | 1 | 1 | 0 | 0 | 0 | 0 | 1 | -1 | -1 | -1 | -1 | 1 | 1 | 1 | -1 | -1 | -1 | -2 | -1 | -2 | -2 | -2 | -2 | -2 | -2 | -2 | -2 | -2 | -2 | -2 | -2 | -2 | -2 | -2 | -2 | -2 | -1 | -1 | -2 | -2 | -1 | -2 | -1 | -1 | -1 | 0 | 0 | 0 | -2 | -2 | -2 | 0 | 0 | -2 | -1 | -2 | -2 | -1 | -2 | -1 | -1 | -1 | -1 | -1 | -1 | 2 | -2 | -1 | -1 | 0 | -1 | 0 | -2 | -1 | -1 | -1 | -1 | -1 | -2 | -1 | -2 | -2 | -2 | 0 | -2 | -2 | 1 | -1 | -2 | -2 |  | -2
Camber | PS-1440-PL |  | EPRI | DC | 1440 | 2024-07-01 | 2024-07-01 | Network Capable | NA | Single or dual port | Power Cabinet. Vetted dispenser is NBDI2000U,NBDI3000U. Available with 1 or 2 CCS1 or CHAdeMo connectors. | -2 | 2 | -2 | -2 | -2 | -2 | 1 | 1 | 0 | 0 | -2 | -2 | -2 | 1 | -2 | -1 | -1 | -1 | -1 | -1 | 1 | -2 | -1 | 1 | 1 | 1 | 1 | 0 | 0 | 0 | 0 | 1 | -1 | -1 | -1 | -1 | -1 | 1 | 1 | -1 | -1 | -1 | -2 | -1 | -2 | -2 | -2 | -2 | -2 | -2 | -2 | -2 | -2 | -2 | -2 | -2 | -2 | -2 | -2 | -2 | -2 | -1 | -1 | -2 | -2 | -1 | -2 | -1 | -1 | -1 | 0 | 0 | 0 | -2 | -2 | -2 | 0 | 0 | -2 | -1 | -2 | -2 | -1 | -2 | -1 | -1 | -1 | -1 | -1 | -1 | 2 | -2 | -1 | -1 | 0 | -1 | 0 | -2 | -1 | -1 | -1 | -1 | -1 | -2 | -1 | -2 | -2 | -2 | 0 | -2 | -2 | 1 | -1 | -2 | -2 |  | -2
Camber |  |  | PGE | NETWORK | NA | 2023-05-30 | 2023-05-30 | Network Software | Proterra Network |  |  | -2 | -2 | -2 | -2 | -2 | -2 | -2 | -2 | -2 | -2 | -2 | -2 | -2 | -2 | -2 | -2 | -2 | -2 | -2 | -2 | -2 | -2 | -2 | -2 | -2 | -2 | -2 | -2 | -2 | -2 | -2 | -2 | -2 | -2 | -2 | -2 | -2 | -2 | -2 | -2 | -2 | -2 | -2 | -2 | 0 | -1 | -1 | 1 | -2 | 0 | 0 | 0 | 0 | 0 | -1 | -1 | 0 | 1 | -1 | 0 | -2 | -2 | 0 | 0 | 0 | 0 | 0 | 0 | -2 | 0 | -2 | 0 | 0 | 0 | 0 | 0 | 0 | 0 | -2 | -2 | -2 | -2 | -2 | -2 | -2 | -2 | -2 | 0 | 0 | 0 | -2 | -2 | 0 | -2 | -2 | 0 | 0 | 0 | -2 | 0 | 0 | 0 | 0 | 0 | 0 | 0 | 0 | 0 | 0 | -2 | -2 | 1 | -1 | 1 | -1 |  | -2
CENNTRO | DCC190C190 | DC Electric Vehicle Charging Station | EPRI | DC | 180 | 2024-10-04 | 2024-10-04 | Network Capable |  | Dual port. | Dual port. | -2 | 2 | -2 | -2 | -2 | -2 | 1 | -1 | -1 | -1 | -2 | -2 | -2 | 1 | -2 | 2 | -2 | 2 | -1 | -1 | 1 | -2 | 1 | 1 | 1 | 1 | 1 | 1 | 1 | 1 | -1 | 1 | 1 | -1 | 2 | -1 | 1 | 1 | 1 | -1 | -1 | -1 | -2 | -1 | -2 | -2 | -2 | -2 | -2 | -2 | -2 | -2 | -2 | -2 | -2 | -2 | -2 | -2 | -2 | -2 | -2 | 1 | -2 | -2 | -2 | 1 | -2 | -2 | -2 | 1 | 1 | 1 | 1 | -2 | -2 | -2 | -1 | -2 | -2 | -1 | -1 | -2 | 1 | -2 | 1 | 1 | 1 | 1 | 1 | 1 | 2 | -2 | 1 | 1 | 1 | 1 | -1 | -2 | 1 | 1 | 1 | 1 | 1 | -2 | 1 | -2 | -2 | -2 | 1 | -2 | -2 | 1 | -1 | -2 | -2 |  | -2
CHAEVI | CV-3FD120P-IUL3 | SONIC (120kW) (3 Phase, 3 Wire) | EPRI | DC | 120 | 2025-09-23 | 2025-09-23 | Fully Networked | CHAEVI | Dual Port | Dual port. Stand-Alone Equipment 120,150,180kW Serial-UL listed. Dynamic Load Balancing Available. NACS Cable Adaptable | -2 | 2 | -2 | -2 | -2 | -2 | 1 | -1 | 1 | -1 | -2 | -2 | -2 | 1 | -2 | 2 | -2 | 2 | 2 | 2 | 1 | -2 | 1 | 1 | 1 | 1 | 1 | 1 | 1 | 1 | 1 | 1 | 1 | 2 | 2 | 2 | 1 | 1 | 1 | 1 | 2 | 2 | -2 | 1 | 1 | 1 | 1 | 1 | 1 | 1 | 1 | 1 | 1 | 1 | -1 | -1 | 1 | 1 | -1 | 1 | -2 | 1 | 1 | 1 | 1 | 1 | -1 | 1 | 1 | 1 | 1 | 1 | 1 | 1 | 1 | 1 | 1 | 1 | -2 | 1 | 1 | -2 | 1 | -2 | 1 | 1 | 1 | 1 | 1 | 1 | 2 | -2 | 1 | 1 | 1 | 1 | 1 | 1 | 1 | 1 | 1 | 1 | 1 | 1 | 1 | 1 | 1 | 1 | 1 | -2 | -2 | 1 | 1 | -2 | -2 |  | -2
CHAEVI | CV-3FD150P-IUL3 | SONIC (150kW) (3 Phase, 3 Wire) | EPRI | DC | 150 | 2025-09-23 | 2025-09-23 | Fully Networked | CHAEVI | Dual Port | Dual port. Stand-Alone Equipment 120,150,180kW Serial-UL listed. Dynamic Load Balancing Available. NACS Cable Adaptable | -2 | 2 | -2 | -2 | -2 | -2 | 1 | -1 | 1 | -1 | -2 | -2 | -2 | 1 | -2 | 2 | -2 | 2 | 2 | 2 | 1 | -2 | 1 | 1 | 1 | 1 | 1 | 1 | 1 | 1 | 1 | 1 | 1 | 2 | 2 | 2 | 1 | 1 | 1 | 1 | 2 | 2 | -2 | 1 | 1 | 1 | 1 | 1 | 1 | 1 | 1 | 1 | 1 | 1 | -1 | -1 | 1 | 1 | -1 | 1 | -2 | 1 | 1 | 1 | 1 | 1 | -1 | 1 | 1 | 1 | 1 | 1 | 1 | 1 | 1 | 1 | 1 | 1 | -2 | 1 | 1 | -2 | 1 | -2 | 1 | 1 | 1 | 1 | 1 | 1 | 2 | -2 | 1 | 1 | 1 | 1 | 1 | 1 | 1 | 1 | 1 | 1 | 1 | 1 | 1 | 1 | 1 | 1 | 1 | -2 | -2 | 1 | 1 | -2 | -2 |  | -2
CHAEVI | CV-3FD180P-IUL3 | SONIC (180kW) (3 Phase, 3 Wire) | EPRI | DC | 180 | 2025-09-23 | 2025-09-23 | Fully Networked | CHAEVI | Dual Port | Dual port. Stand-Alone Equipment 120,150,180kW Serial-UL listed. Dynamic Load Balancing Available. NACS Cable Adaptable | -2 | 2 | -2 | -2 | -2 | -2 | 1 | -1 | 1 | -1 | -2 | -2 | -2 | 1 | -2 | 2 | -2 | 2 | 2 | 2 | 1 | -2 | 1 | 1 | 1 | 1 | 1 | 1 | 1 | 1 | 1 | 1 | 1 | 2 | 2 | 2 | 1 | 1 | 1 | 1 | 2 | 2 | -2 | 1 | 1 | 1 | 1 | 1 | 1 | 1 | 1 | 1 | 1 | 1 | -1 | -1 | 1 | 1 | -1 | 1 | -2 | 1 | 1 | 1 | 1 | 1 | -1 | 1 | 1 | 1 | 1 | 1 | 1 | 1 | 1 | 1 | 1 | 1 | -2 | 1 | 1 | -2 | 1 | -2 | 1 | 1 | 1 | 1 | 1 | 1 | 2 | -2 | 1 | 1 | 1 | 1 | 1 | 1 | 1 | 1 | 1 | 1 | 1 | 1 | 1 | 1 | 1 | 1 | 1 | -2 | -2 | 1 | 1 | -2 | -2 |  | -2
CHAEVI | CV-3FD120P-IUL | SONIC (120kW) (3 Phase, 4 Wire) | EPRI | DC | 120 | 2025-05-02 | 2024-07-01 | Fully Networked | CHAEVI | Dual Port | Dual port. Stand-Alone Equipment 120,150,180kW Serial-UL listed. Dynamic Load Balancing Available. NACS Cable Adaptable | -2 | 2 | -2 | -2 | -2 | -2 | 1 | -1 | 1 | -1 | -2 | -2 | -2 | 1 | -2 | 2 | -2 | 2 | 2 | 2 | 1 | -2 | 1 | 1 | 1 | 1 | 1 | 1 | 1 | 1 | 1 | 1 | 1 | 2 | 2 | 2 | 1 | 1 | 1 | 1 | 2 | 2 | -2 | 1 | 1 | 1 | 1 | 1 | 1 | 1 | 1 | 1 | 1 | 1 | -1 | -1 | 1 | 1 | -1 | 1 | -2 | 1 | 1 | 1 | 1 | 1 | -1 | 1 | 1 | 1 | 1 | 1 | 1 | 1 | 1 | 1 | 1 | 1 | -2 | 1 | 1 | -2 | 1 | -2 | 1 | 1 | 1 | 1 | 1 | 1 | 2 | -2 | 1 | 1 | 1 | 1 | 1 | 1 | 1 | 1 | 1 | 1 | 1 | 1 | 1 | 1 | 1 | 1 | 1 | -2 | -2 | 1 | 1 | -2 | -2 |  | -2
CHAEVI | CV-3FD150P-IUL | SONIC (150kW) (3 Phase, 4 Wire) | EPRI | DC | 150 | 2025-05-02 | 2024-07-01 | Fully Networked | CHAEVI | Dual Port | Dual port. Stand-Alone Equipment 120,150,180kW Serial-UL listed. Dynamic Load Balancing Available. NACS Cable Adaptable | -2 | 2 | -2 | -2 | -2 | -2 | 1 | -1 | 1 | -1 | -2 | -2 | -2 | 1 | -2 | 2 | -2 | 2 | 2 | 2 | 1 | -2 | 1 | 1 | 1 | 1 | 1 | 1 | 1 | 1 | 1 | 1 | 1 | 2 | 2 | 2 | 1 | 1 | 1 | 1 | 2 | 2 | -2 | 1 | 1 | 1 | 1 | 1 | 1 | 1 | 1 | 1 | 1 | 1 | -1 | -1 | 1 | 1 | -1 | 1 | -2 | 1 | 1 | 1 | 1 | 1 | -1 | 1 | 1 | 1 | 1 | 1 | 1 | 1 | 1 | 1 | 1 | 1 | -2 | 1 | 1 | -2 | 1 | -2 | 1 | 1 | 1 | 1 | 1 | 1 | 2 | -2 | 1 | 1 | 1 | 1 | 1 | 1 | 1 | 1 | 1 | 1 | 1 | 1 | 1 | 1 | 1 | 1 | 1 | -2 | -2 | 1 | 1 | -2 | -2 |  | -2
CHAEVI | CV-3FD180P-IUL | SONIC (180kW) (3 Phase, 4 Wire) | EPRI | DC | 180 | 2025-05-02 | 2024-07-01 | Fully Networked | CHAEVI | Dual Port | Dual port. Stand-Alone Equipment 120,150,180kW Serial-UL listed. Dynamic Load Balancing Available. NACS Cable Adaptable | -2 | 2 | -2 | -2 | -2 | -2 | 1 | -1 | 1 | -1 | -2 | -2 | -2 | 1 | -2 | 2 | -2 | 2 | 2 | 2 | 1 | -2 | 1 | 1 | 1 | 1 | 1 | 1 | 1 | 1 | 1 | 1 | 1 | 2 | 2 | 2 | 1 | 1 | 1 | 1 | 2 | 2 | -2 | 1 | 1 | 1 | 1 | 1 | 1 | 1 | 1 | 1 | 1 | 1 | -1 | -1 | 1 | 1 | -1 | 1 | -2 | 1 | 1 | 1 | 1 | 1 | -1 | 1 | 1 | 1 | 1 | 1 | 1 | 1 | 1 | 1 | 1 | 1 | -2 | 1 | 1 | -2 | 1 | -2 | 1 | 1 | 1 | 1 | 1 | 1 | 2 | -2 | 1 | 1 | 1 | 1 | 1 | 1 | 1 | 1 | 1 | 1 | 1 | 1 | 1 | 1 | 1 | 1 | 1 | -2 | -2 | 1 | 1 | -2 | -2 |  | -2
CHAEVI | CV-3UD403P-NCC3 (CCS1/CCS1) | SUPERSONIC | EPRI | DC | 400 | 2025-09-12 | 2024-12-11 | Fully Networked | CHAEVI | Dual port. | All-in-One Equipment - UL, CTEP listed - Dynamic Load Balancing Available - CCS/NACS Cable | -2 | 2 | -2 | -2 | -2 | -2 | 1 | -1 | -1 | -1 | -2 | -2 | -2 | 1 | -2 | 2 | -2 | -1 | 2 | 2 | 1 | -2 | 1 | 1 | 1 | 1 | 1 | 1 | 1 | 1 | 1 | 1 | 1 | 2 | 2 | 2 | 1 | 1 | 1 | 1 | 2 | 2 | -2 | 1 | 1 | 1 | 1 | 1 | 1 | 1 | 1 | 1 | 1 | 1 | -1 | -1 | 1 | 1 | -1 | 1 | -2 | 1 | 1 | 1 | 1 | 1 | 1 | 1 | 1 | 1 | 1 | 1 | 1 | 1 | 1 | 1 | 1 | 1 | -2 | 1 | 1 | -2 | 1 | -2 | 1 | 1 | 1 | 1 | 1 | 1 | 2 | -2 | 1 | 1 | 1 | 1 | 1 | 1 | 1 | 1 | 1 | 1 | 1 | 1 | 1 | 1 | 1 | 1 | 1 | -2 | -2 | 1 | 1 | -2 | -2 |  | -2
CHAEVI | CV-3UD403P-NCN3 (CCS1/NACS) | SUPERSONIC | EPRI | DC | 400 | 2025-09-12 | 2025-09-12 | Fully Networked | CHAEVI | Dual port. | All-in-One Equipment - UL, CTEP listed - Dynamic Load Balancing Available - CCS/NACS Cable | -2 | 2 | -2 | -2 | -2 | -2 | 1 | -1 | 1 | -1 | -2 | -2 | -2 | 1 | -2 | 2 | -2 | -1 | -1 | 2 | 1 | -2 | 1 | 1 | 1 | 1 | 1 | 1 | 1 | 1 | 1 | 1 | 1 | 2 | 2 | 2 | 1 | 1 | 1 | 1 | 2 | 2 | -2 | 1 | 1 | 1 | 1 | 1 | 1 | 1 | 1 | 1 | 1 | 1 | -1 | -1 | 1 | 1 | -1 | 1 | -2 | 1 | 1 | 1 | 1 | 1 | 1 | 1 | 1 | 1 | 1 | 1 | 1 | 1 | 1 | 1 | 1 | 1 | -2 | 1 | 1 | -2 | 1 | -2 | 1 | 1 | 1 | 1 | 1 | 1 | 2 | -2 | 1 | 1 | 1 | 1 | 1 | 1 | 1 | 1 | 1 | 1 | 1 | 1 | 1 | 1 | 1 | 1 | 1 | -2 | -2 | 1 | 1 | -2 | -2 |  | -2
CHAEVI | CV-3UD403P-NDN3 (NACS/NACS) | SUPERSONIC | EPRI | DC | 400 | 2025-09-12 | 2025-09-12 | Fully Networked | CHAEVI | Dual port. | All-in-One Equipment - UL, CTEP listed - Dynamic Load Balancing Available - CCS/NACS Cable | -2 | 2 | -2 | -2 | -2 | -2 | -1 | -1 | 1 | -1 | -2 | -2 | -2 | 1 | -2 | 2 | -2 | -1 | -1 | 2 | 1 | -2 | 1 | 1 | 1 | 1 | 1 | 1 | 1 | 1 | 1 | 1 | 1 | 2 | 2 | 2 | 1 | 1 | 1 | 1 | 2 | 2 | -2 | 1 | 1 | 1 | 1 | 1 | 1 | 1 | 1 | 1 | 1 | 1 | -1 | -1 | 1 | 1 | -1 | 1 | -2 | 1 | 1 | 1 | 1 | 1 | 1 | 1 | 1 | 1 | 1 | 1 | 1 | 1 | 1 | 1 | 1 | 1 | -2 | 1 | 1 | -2 | 1 | -2 | 1 | 1 | 1 | 1 | 1 | 1 | 2 | -2 | 1 | 1 | 1 | 1 | 1 | 1 | 1 | 1 | 1 | 1 | 1 | 1 | 1 | 1 | 1 | 1 | 1 | -2 | -2 | 1 | 1 | -2 | -2 |  | -2
CHAEVI | DCV-3FD120-ICN | DUOCONIC (120kW) | EPRI | DC | 120 | 2025-05-02 | 2024-07-01 | Fully Networked | CHAEVI | Dual Port | Dual port. Stand-Alone Equipment 120,150,180kW Serial-UL listed. Dynamic Load Balancing Available | -2 | 2 | -2 | -2 | -2 | -2 | 1 | -1 | 1 | -1 | -2 | -2 | -2 | 1 | -2 | 2 | -2 | 2 | 2 | -1 | 1 | -2 | 1 | 1 | 1 | 1 | 1 | 1 | 1 | 1 | 1 | 1 | 1 | 2 | 2 | 2 | 1 | 1 | 1 | 1 | 2 | 2 | -2 | 1 | 1 | 1 | 1 | 1 | 1 | 1 | 1 | 1 | 1 | 1 | -1 | -1 | 1 | 1 | -1 | 1 | -2 | 1 | 1 | 1 | 1 | 1 | -1 | 1 | 1 | 1 | 1 | 1 | 1 | 1 | 1 | 1 | 1 | 1 | -2 | 1 | 1 | -2 | 1 | -2 | 1 | 1 | 1 | 1 | 1 | 1 | 2 | -2 | 1 | 1 | 1 | 1 | 1 | 1 | 1 | 1 | 1 | 1 | 1 | 1 | 1 | 1 | 1 | 1 | 1 | -2 | -2 | 1 | 1 | -2 | -2 |  | -2
CHAEVI | DCV-3FD150-ICN | DUOCONIC (150kW) | EPRI | DC | 150 | 2025-05-02 | 2024-07-01 | Fully Networked | CHAEVI | Dual Port | Dual port. Stand-Alone Equipment 120,150,180kW Serial-UL listed. Dynamic Load Balancing Available | -2 | 2 | -2 | -2 | -2 | -2 | 1 | -1 | 1 | -1 | -2 | -2 | -2 | 1 | -2 | 2 | -2 | 2 | 2 | -1 | 1 | -2 | 1 | 1 | 1 | 1 | 1 | 1 | 1 | 1 | 1 | 1 | 1 | 2 | 2 | 2 | 1 | 1 | 1 | 1 | 2 | 2 | -2 | 1 | 1 | 1 | 1 | 1 | 1 | 1 | 1 | 1 | 1 | 1 | -1 | -1 | 1 | 1 | -1 | 1 | -2 | 1 | 1 | 1 | 1 | 1 | -1 | 1 | 1 | 1 | 1 | 1 | 1 | 1 | 1 | 1 | 1 | 1 | -2 | 1 | 1 | -2 | 1 | -2 | 1 | 1 | 1 | 1 | 1 | 1 | 2 | -2 | 1 | 1 | 1 | 1 | 1 | 1 | 1 | 1 | 1 | 1 | 1 | 1 | 1 | 1 | 1 | 1 | 1 | -2 | -2 | 1 | 1 | -2 | -2 |  | -2
CHAEVI | DCV-3FD180-ICN | DUOCONIC (180kW) | EPRI | DC | 180 | 2025-05-02 | 2024-07-01 | Fully Networked | CHAEVI | Dual Port | Dual port. Stand-Alone Equipment 120,150,180kW Serial-UL listed. Dynamic Load Balancing Available | -2 | 2 | -2 | -2 | -2 | -2 | 1 | -1 | 1 | -1 | -2 | -2 | -2 | 1 | -2 | 2 | -2 | 2 | 2 | -1 | 1 | -2 | 1 | 1 | 1 | 1 | 1 | 1 | 1 | 1 | 1 | 1 | 1 | 2 | 2 | 2 | 1 | 1 | 1 | 1 | 2 | 2 | -2 | 1 | 1 | 1 | 1 | 1 | 1 | 1 | 1 | 1 | 1 | 1 | -1 | -1 | 1 | 1 | -1 | 1 | -2 | 1 | 1 | 1 | 1 | 1 | -1 | 1 | 1 | 1 | 1 | 1 | 1 | 1 | 1 | 1 | 1 | 1 | -2 | 1 | 1 | -2 | 1 | -2 | 1 | 1 | 1 | 1 | 1 | 1 | 2 | -2 | 1 | 1 | 1 | 1 | 1 | 1 | 1 | 1 | 1 | 1 | 1 | 1 | 1 | 1 | 1 | 1 | 1 | -2 | -2 | 1 | 1 | -2 | -2 |  | -2
CHAEVI |  |  | EPRI | NETWORK | NA | 2024-07-01 | 2024-07-01 | Network Software | CHAEVI |  |  | -2 | -2 | -2 | -2 | -2 | -2 | -2 | -2 | -2 | -2 | -2 | -2 | -2 | -2 | -2 | -2 | -2 | -2 | -2 | -2 | -2 | -2 | -2 | -2 | -2 | -2 | -2 | -2 | -2 | -2 | -2 | -2 | -2 | -2 | -2 | -2 | -2 | -2 | -2 | -2 | -2 | -2 | -2 | -2 | 1 | 1 | 1 | 1 | -2 | 1 | 1 | 1 | 1 | 1 | -1 | -1 | 1 | 1 | -1 | 1 | -2 | -2 | 1 | 1 | 1 | 1 | 1 | 1 | -2 | 1 | -2 | 1 | 1 | 1 | 1 | 1 | 1 | 1 | -2 | -2 | -2 | -2 | -2 | -2 | -2 | -2 | -2 | 1 | 1 | 1 | -2 | -2 | 1 | -2 | -2 | 1 | 1 | 1 | -2 | 1 | 1 | 1 | 1 | 1 | 1 | 1 | 1 | 1 | 1 | -2 | -2 | 1 | 1 | -1 | -1 |  | -2
Charge America | MCS1200 | MCS 4x16 Power Cabinet | EPRI | DC | 1200 | 2024-07-01 | 2024-07-01 | Fully Networked | Charge America | 5 CCS and 1 MCS or 1 CHAdeMO | Allows 5 CCS and 1 MCS connector as well as de-rated configuration with 1, 2, … 5 CCS ports and 0 or 1 MCS port (subject for additional certification) | -2 | 2 | -2 | -2 | -2 | -2 | 1 | 0 | 0 | 0 | -2 | -2 | -2 | 1 | -2 | 2 | -2 | -1 | -1 | -1 | 1 | -2 | 1 | 1 | 1 | 1 | 1 | 0 | 0 | 0 | 0 | 1 | 1 | -1 | -1 | -1 | 1 | 1 | 1 | -1 | -1 | -1 | -2 | -1 | 1 | -1 | -1 | 1 | -2 | 1 | 1 | -1 | 1 | -1 | -1 | -1 | -1 | -1 | -1 | -2 | -2 | -1 | -1 | -1 | -1 | -1 | -1 | 1 | 1 | 1 | -1 | 0 | 0 | 0 | 0 | 0 | 0 | 0 | -2 | -1 | -1 | -2 | 1 | -2 | 1 | 1 | 1 | 1 | 1 | 1 | 2 | -2 | 1 | 1 | 1 | 1 | -1 | 1 | 1 | 1 | 1 | 1 | 1 | 1 | 1 | 1 | 1 | 1 | 0 | -2 | -2 | 1 | -1 | -2 | -2 |  | -2
Charge America | CCS360PM.XXXA.01001 | 360 kW System DC Charger | SCE | DC | 360 | 2024-07-01 | 2024-07-01 | Network Capable | NA | 1x CCS1 connector 1x CHAdeMO connector | Power Cabinet. 1x CCS1 connector or 1x CHAdeMO connector. NRTL listed as: Phihong DoWU362000D2PN-RW Vetted dispensers are CCS360SGD.XXXA.01001.300 NRTL listed as: Phihong DDWU362T00E2PN-RW CCS360DGD.XXXA.01001.200 NRTL listed as: DDWU362U0UE2PN-RW CCS360DGD.XXXB.01001.300-7 NRTL listed as: DDWU362U0UE2PN-RW | -2 | 2 | -2 | -2 | -2 | -2 | 1 | 0 | 0 | 0 | -2 | -2 | -2 | 1 | -2 | 0 | 0 | 0 | -1 | -1 | 1 | -2 | 0 | 1 | 1 | 1 | 1 | 0 | 0 | 0 | 0 | 1 | 0 | -1 | -1 | -1 | 1 | 1 | 1 | 0 | -1 | -1 | -2 | 0 | -2 | -2 | -2 | -2 | -2 | -2 | -2 | -2 | -2 | -2 | -2 | -2 | -2 | -2 | -2 | -2 | -2 | -1 | -1 | -2 | -2 | -1 | -2 | 1 | -1 | 1 | 0 | 0 | 0 | -2 | -2 | -2 | 0 | 0 | -2 | 0 | -2 | -2 | 0 | -2 | 0 | 0 | 0 | 0 | 0 | 0 | 2 | -2 | 0 | 0 | 0 | 0 | 0 | -2 | 0 | 0 | 0 | 0 | 0 | -2 | 0 | -2 | -2 | -2 | 0 | -2 | -2 | 1 | -1 | -2 | -2 |  | -2
Charge America |  |  | EPRI/PGE | NETWORK | NA | 2024-07-01 | 2024-07-01 | Network Software | Charge America Network |  |  | -2 | -2 | -2 | -2 | -2 | -2 | -2 | -2 | -2 | -2 | -2 | -2 | -2 | -2 | -2 | -2 | -2 | -2 | -2 | -2 | -2 | -2 | -2 | -2 | -2 | -2 | -2 | -2 | -2 | -2 | -2 | -2 | -2 | -2 | -2 | -2 | -2 | -2 | -2 | -2 | -2 | -2 | -2 | -2 | 1 | -1 | -1 | 1 | -2 | 1 | 1 | -1 | 1 | -1 | -1 | -1 | -1 | 1 | -1 | 0 | -2 | -2 | 0 | 0 | 0 | 0 | 0 | 0 | -2 | 1 | 0 | 0 | 0 | 0 | 0 | 0 | 0 | 0 | -2 | -2 | -2 | -2 | -2 | -2 | -2 | -2 | -2 | 1 | 1 | 1 | -2 | -2 | 1 | -2 | -2 | 1 | -1 | 1 | -2 | 1 | 1 | 1 | 1 | 1 | 1 | 1 | 1 | 1 | 0 | -2 | -2 | 1 | -1 | -1 | -1 |  | -2
Charge Fast | AC 19.2kW | AC 19.2kW (MaxiCharger AC Ultra) | Eversource CT | AC | 19.2 | 2025-12-08 | 2025-12-08 | Network Capable |  |  |  | 2 | -2 | -2 | 0 | 0 | 0 | -2 | -2 | -2 | -2 | -2 | -2 | 0 | -2 | -2 | 0 | 0 | 0 | -1 | -1 | 0 | 0 | -2 | 0 | 0 | 0 | 0 | 0 | 0 | 0 | 0 | 0 | 0 | 0 | 0 | 0 | 0 | 0 | 0 | 0 | 0 | 0 | -2 | 0 | -2 | -2 | -2 | -2 | -2 | -2 | -2 | -2 | -2 | -2 | -2 | -2 | -2 | -2 | -2 | -2 | 0 | -2 | -2 | -2 | -2 | 0 | -2 | -2 | -2 | 0 | 0 | 0 | 0 | -2 | -2 | -2 | 0 | -2 | 0 | 0 | 0 | 0 | -2 | 0 | -2 | -2 | 0 | 0 | 0 | 0 | 0 | 0 | 0 | 0 | 0 | 0 | 0 | 0 | 0 | 0 | 0 | 0 | 0 | -2 | 0 | 0 | 0 | 0 | 0 | -2 | 0 | -2 | -2 | -2 | -2 |  | 1
ChargeLab |  |  | EPRI | NETWORK | NA | 2024-09-19 | 2024-09-19 | Network Software | ChargeLab |  |  | -2 | -2 | -2 | -2 | -2 | -2 | -2 | -2 | -2 | -2 | -2 | -2 | -2 | -2 | -2 | -2 | -2 | -2 | -2 | -2 | -2 | -2 | -2 | -2 | -2 | -2 | -2 | -2 | -2 | -2 | -2 | -2 | -2 | -2 | -2 | -2 | -2 | -2 | -2 | -2 | -2 | -2 | -2 | -2 | 1 | -1 | -1 | 1 | -2 | 1 | 1 | 1 | -1 | -1 | -1 | -1 | -1 | 1 | -1 | 1 | -2 | -2 | 1 | 1 | 1 | 1 | -1 | 1 | -2 | -1 | -2 | 1 | 1 | 1 | 1 | 1 | 1 | -1 | -2 | -2 | -2 | -2 | -2 | -2 | -2 | -2 | -2 | -2 | 1 | 1 | -2 | -2 | 1 | -2 | -2 | 1 | -1 | -1 | -2 | 1 | 1 | 1 | 1 | 1 | 1 | 1 | 1 | -1 | 1 | -2 | -2 | -2 | 1 | -1 | -1 |  | 1
ChargePoint | CP6####-50A-##-40 | 6000 Series | EPRI/Evergy | AC | 9.6 | 2025-11-19 | 2024-07-01 | Fully Networked | ChargePoint Network |  | CP6000 family, NA, AC Station, 1 or 2 x Type 1 Cable, 50A or 80A, 1-Phase, 18' or 23' Cable, 6' or 8' Cable Management Kit, Pedestal or Wall Mount, 8" Touch Display, Contactless Credit Card and RFID Reader, Cellular/Wi-Fi, UL, Power Share Jumper, 1YR Parts Warranty, Optional credit card reader | 2 | -2 | -2 | 1 | 0 | 0 | -2 | -2 | -2 | -2 | -2 | -2 | 1 | -2 | -2 | 2 | 0 | 2 | 2 | -1 | 1 | 1 | -2 | 1 | 1 | 1 | 1 | 0 | 0 | 0 | 1 | 1 | 1 | -1 | -1 | -1 | 1 | 1 | 1 | 1 | -1 | -1 | -2 | 1 | 1 | -1 | -1 | 1 | -2 | 1 | 1 | 1 | 1 | -1 | -1 | -1 | 1 | 1 | 2 | -2 | 1 | -2 | 1 | 1 | 1 | 1 | 1 | 1 | 1 | 1 | 0 | 0 | 0 | 0 | 0 | 0 | 0 | 0 | 1 | 1 | 1 | 1 | -2 | 1 | -2 | -2 | 1 | 1 | 1 | 1 | 2 | 2 | 1 | 1 | 0 | 1 | -1 | -1 | 1 | 1 | 1 | 1 | 1 | 1 | 1 | 1 | 1 | 1 | 0 | 1 | -1 | 1 | 1 | -2 | -2 |  | 1
ChargePoint | CP6####-50A-L## | 6000 Series | EPRI/Evergy | AC | 12 | 2025-11-19 | 2024-07-01 | Fully Networked | ChargePoint Network |  | CP6000 family, NA, AC Station, 1 or 2 x Type 1 Cable, 50A or 80A, 1-Phase, 18' or 23' Cable, 6' or 8' Cable Management Kit, Pedestal or Wall Mount, 8" Touch Display, Contactless Credit Card and RFID Reader, Cellular/Wi-Fi, UL, Power Share Jumper, 1YR Parts Warranty, Optional credit card reader | 2 | -2 | -2 | 1 | 0 | 0 | -2 | -2 | -2 | -2 | -2 | -2 | 1 | -2 | -2 | 2 | 0 | 2 | 2 | -1 | 1 | 1 | -2 | 1 | 1 | 1 | 1 | 0 | 0 | 0 | 1 | 1 | 1 | -1 | -1 | -1 | 1 | 1 | 1 | 1 | -1 | -1 | -2 | 1 | 1 | -1 | -1 | 1 | -2 | 1 | 1 | 1 | 1 | -1 | -1 | -1 | 1 | 1 | 2 | -2 | 1 | -2 | 1 | 1 | 1 | 1 | 1 | 1 | 1 | 1 | 0 | 0 | 0 | 0 | 0 | 0 | 0 | 0 | 1 | 1 | 1 | 1 | -2 | 1 | -2 | -2 | 1 | 1 | 1 | 1 | 2 | 2 | 1 | 1 | 0 | 1 | -1 | -1 | 1 | 1 | 1 | 1 | 1 | 1 | 1 | 1 | 1 | 1 | 0 | -1 | 1 | 1 | 1 | -2 | -2 |  | 1
ChargePoint | CP6####-80A-L## | 6000 Series | EPRI/Evergy | AC | 19.2 | 2025-11-19 | 2024-07-01 | Fully Networked | ChargePoint Network |  | CP6000 family, NA, AC Station, 1 or 2 x Type 1 Cable, 50A or 80A, 1-Phase, 18' or 23' Cable, 6' or 8' Cable Management Kit, Pedestal or Wall Mount, 8" Touch Display, Contactless Credit Card and RFID Reader, Cellular/Wi-Fi, UL, Power Share Jumper, 1YR Parts Warranty, Optional credit card reader | 2 | -2 | -2 | 1 | 0 | 0 | -2 | -2 | -2 | -2 | -2 | -2 | 1 | -2 | -2 | 2 | 0 | 2 | 2 | -1 | 1 | 1 | -2 | 1 | 1 | 1 | 1 | 0 | 0 | 0 | 1 | 1 | 1 | -1 | -1 | -1 | 1 | 1 | 1 | 1 | -1 | -1 | -2 | 1 | 1 | -1 | -1 | 1 | -2 | 1 | 1 | 1 | 1 | -1 | -1 | -1 | 1 | 1 | 2 | -2 | 1 | -2 | 1 | 1 | 1 | 1 | 1 | 1 | 1 | 1 | 0 | 0 | 0 | 0 | 0 | 0 | 0 | 0 | 1 | 1 | 1 | 1 | -2 | 1 | -2 | -2 | 1 | 1 | 1 | 1 | 2 | 2 | 1 | 1 | 0 | 1 | -1 | -1 | 1 | 1 | 1 | 1 | 1 | 1 | 1 | 1 | 1 | 1 | 0 | -1 | 1 | 1 | 1 | -2 | -2 |  | 1
ChargePoint | CPE250C-625-CCS1-200A-**** | Express 250 | EPRI/Evergy | DC | 62.5 | 2025-11-19 | 2022-04-26 | Fully Networked | ChargePoint Network |  | ChargePoint Express 250 Station (62.5 kW) - includes Express 250 Station, 2x Power Modules, 1x CCS1 200A cable, 1x CHAdeMO cable or NACS, North America Modem/SIM, cUL and UL listed, requires CPE250-CMT-IMPERIAL in US, CPE250-CMT-METRIC in Canada. CPE250-CMT-IMPERIAL/METRIC not included. FWHA and FTA compliant models available as well as with integrated EMV Chip Reader terminal. | -2 | 2 | -2 | -2 | -2 | -2 | 1 | 1 | 1 | -1 | -2 | -2 | -2 | 1 | -2 | 2 | -2 | 2 | 2 | -1 | 1 | -2 | 1 | 1 | 1 | 1 | 1 | 1 | 1 | 1 | 1 | 1 | 1 | -1 | -1 | -1 | 1 | 1 | 1 | 1 | -1 | -1 | -2 | 1 | 1 | -1 | -1 | 1 | -2 | 1 | 1 | 1 | 1 | -1 | -1 | -1 | 1 | 1 | 2 | -2 | -2 | 1 | 1 | 1 | 1 | 1 | 1 | 1 | 1 | 1 | 1 | 1 | 1 | 1 | 1 | 1 | 1 | 1 | -2 | 1 | 1 | -2 | 1 | -2 | -1 | 1 | 1 | 1 | 1 | 1 | 2 | -2 | 1 | 1 | 1 | 1 | 1 | 1 | 1 | 1 | 1 | 1 | 1 | 1 | 1 | 1 | 1 | 1 | 0 | -2 | -2 | 1 | 1 | -2 | -2 |  | 1
ChargePoint | CPE280-800-NA | Express 280 DC Fast Charging Station | EPRI | DC | 160 | 2025-11-19 | 2024-07-01 | Fully Networked | ChargePoint Network | Single or dual port | [Paired Unit] ChargePoint Express 280 Station (80 kW) - includes Express 280 Station, 2x Power Modules, 1 or 2 connectors including CCS1, CHAdeMO, NACS. North America Modem/SIM, cUL and UL listed, FWHA and FTA compliant models available. | -2 | 2 | -2 | -2 | -2 | -2 | 1 | 1 | 1 | -1 | -2 | -2 | -2 | 1 | -2 | 2 | -2 | 2 | 2 | -1 | 1 | -2 | 1 | 1 | 1 | 1 | 1 | 1 | 1 | 1 | 1 | 1 | 1 | -1 | -1 | -1 | 1 | 1 | 1 | 1 | -1 | -1 | -2 | 1 | 1 | -1 | -1 | 1 | -2 | 1 | 1 | 1 | 1 | -1 | -1 | -1 | 1 | 1 | 2 | -2 | -2 | 1 | 1 | 1 | 1 | 1 | 1 | 1 | 1 | 1 | 1 | 1 | 1 | 1 | 1 | 1 | 1 | 1 | -2 | -1 | -1 | -2 | 1 | -2 | -1 | 1 | 1 | 1 | 1 | 1 | 2 | -2 | 1 | 1 | 1 | 1 | 1 | 1 | 1 | 1 | 1 | 1 | 1 | 1 | 1 | 1 | 1 | 1 | 0 | -2 | -2 | 1 | 1 | -2 | -2 |  | -2
ChargePoint | CPE280-800-NA | Express 280 DC Fast Charging Station | EPRI | DC | 80 | 2025-11-19 | 2024-07-01 | Fully Networked | ChargePoint Network | Single or dual port | [Single Unit] ChargePoint Express 280 Station (80 kW) - includes Express 280 Station, 2x Power Modules, 1 or 2 connectors including CCS1, CHAdeMO, NACS. North America Modem/SIM, cUL and UL listed, FWHA and FTA compliant models available. | -2 | 2 | -2 | -2 | -2 | -2 | 1 | 1 | 1 | -1 | -2 | -2 | -2 | 1 | -2 | 2 | -2 | 2 | 2 | -1 | 1 | -2 | 1 | 1 | 1 | 1 | 1 | 1 | 1 | 1 | 1 | 1 | 1 | -1 | -1 | -1 | 1 | 1 | 1 | 1 | -1 | -1 | -2 | 1 | 1 | -1 | -1 | 1 | -2 | 1 | 1 | 1 | 1 | -1 | -1 | -1 | 1 | 1 | 2 | -2 | -2 | 1 | 1 | 1 | 1 | 1 | 1 | 1 | 1 | 1 | 1 | 1 | 1 | 1 | 1 | 1 | 1 | 1 | -2 | -1 | -1 | -2 | 1 | -2 | -1 | 1 | 1 | 1 | 1 | 1 | 2 | -2 | 1 | 1 | 1 | 1 | 1 | 1 | 1 | 1 | 1 | 1 | 1 | 1 | 1 | 1 | 1 | 1 | 0 | -2 | -2 | 1 | 1 | -2 | -2 |  | -2
ChargePoint | CPE280-800-NA-CHIP | Express 280 DC Fast Charging Station | EPRI | DC | 160 | 2025-11-19 | 2024-07-01 | Fully Networked | ChargePoint Network | Single or dual port | [Paired Unit, Credit Card Reader sku] ChargePoint Express 280 Station (80 kW) - includes Express 280 Station, 2x Power Modules, 1 or 2 connectors including CCS1, CHAdeMO, NACS. North America Modem/SIM, cUL and UL listed, FWHA and FTA compliant models available. | -2 | 2 | -2 | -2 | -2 | -2 | 1 | 1 | 1 | -1 | -2 | -2 | -2 | 1 | -2 | 2 | -2 | 2 | 2 | -1 | 1 | -2 | 1 | 1 | 1 | 1 | 1 | 1 | 1 | 1 | 1 | 1 | 1 | -1 | -1 | -1 | 1 | 1 | 1 | 1 | -1 | -1 | -2 | 1 | 1 | -1 | -1 | 1 | -2 | 1 | 1 | 1 | 1 | -1 | -1 | -1 | 1 | 1 | 2 | -2 | -2 | 1 | 1 | 1 | 1 | 1 | 1 | 1 | 1 | 1 | 1 | 1 | 1 | 1 | 1 | 1 | 1 | 1 | -2 | -1 | -1 | -2 | 1 | -2 | -1 | 1 | 1 | 1 | 1 | 1 | 2 | -2 | 1 | 1 | 1 | 1 | 1 | 1 | 1 | 1 | 1 | 1 | 1 | 1 | 1 | 1 | 1 | 1 | 0 | -2 | -2 | 1 | 1 | -2 | -2 |  | -2
ChargePoint | CPE280-800-NA-CHIP | Express 280 DC Fast Charging Station | EPRI | DC | 80 | 2025-11-19 | 2024-07-01 | Fully Networked | ChargePoint Network | Single or dual port | [Single Unit, Credit Card Reader sku] ChargePoint Express 280 Station (80 kW) - includes Express 280 Station, 2x Power Modules, 1 or 2 connectors including CCS1, CHAdeMO, NACS. North America Modem/SIM, cUL and UL listed, FWHA and FTA compliant models available. | -2 | 2 | -2 | -2 | -2 | -2 | 1 | 1 | 1 | -1 | -2 | -2 | -2 | 1 | -2 | 2 | -2 | 2 | 2 | -1 | 1 | -2 | 1 | 1 | 1 | 1 | 1 | 1 | 1 | 1 | 1 | 1 | 1 | -1 | -1 | -1 | 1 | 1 | 1 | 1 | -1 | -1 | -2 | 1 | 1 | -1 | -1 | 1 | -2 | 1 | 1 | 1 | 1 | -1 | -1 | -1 | 1 | 1 | 2 | -2 | -2 | 1 | 1 | 1 | 1 | 1 | 1 | 1 | 1 | 1 | 1 | 1 | 1 | 1 | 1 | 1 | 1 | 1 | -2 | -1 | -1 | -2 | 1 | -2 | -1 | 1 | 1 | 1 | 1 | 1 | 2 | -2 | 1 | 1 | 1 | 1 | 1 | 1 | 1 | 1 | 1 | 1 | 1 | 1 | 1 | 1 | 1 | 1 | 0 | -2 | -2 | 1 | 1 | -2 | -2 |  | -2
ChargePoint | CPE280-800-NA-FHWA | Express 280 DC Fast Charging Station | EPRI | DC | 160 | 2025-11-19 | 2024-07-01 | Fully Networked | ChargePoint Network | Single or dual port | [Paired Unit, FHWA sku] ChargePoint Express 280 Station (80 kW) - includes Express 280 Station, 2x Power Modules, 1 or 2 connectors including CCS1, CHAdeMO, NACS. North America Modem/SIM, cUL and UL listed, FWHA and FTA compliant models available. | -2 | 2 | -2 | -2 | -2 | -2 | 1 | 1 | 1 | -1 | -2 | -2 | -2 | 1 | -2 | 2 | -2 | 2 | 2 | -1 | 1 | -2 | 1 | 1 | 1 | 1 | 1 | 1 | 1 | 1 | 1 | 1 | 1 | -1 | -1 | -1 | 1 | 1 | 1 | 1 | -1 | -1 | -2 | 1 | 1 | -1 | -1 | 1 | -2 | 1 | 1 | 1 | 1 | -1 | -1 | -1 | 1 | 1 | 2 | -2 | -2 | 1 | 1 | 1 | 1 | 1 | 1 | 1 | 1 | 1 | 1 | 1 | 1 | 1 | 1 | 1 | 1 | 1 | -2 | 1 | 1 | -2 | 1 | -2 | -1 | 1 | 1 | 1 | 1 | 1 | 2 | -2 | 1 | 1 | 1 | 1 | 1 | 1 | 1 | 1 | 1 | 1 | 1 | 1 | 1 | 1 | 1 | 1 | 0 | -2 | -2 | 1 | 1 | -2 | -2 |  | -2
ChargePoint | CPE280-800-NA-FHWA | Express 280 DC Fast Charging Station | EPRI | DC | 80 | 2025-11-19 | 2024-07-01 | Fully Networked | ChargePoint Network | Single or dual port | [Single Unit, FHWA sku] ChargePoint Express 280 Station (80 kW) - includes Express 280 Station, 2x Power Modules, 1 or 2 connectors including CCS1, CHAdeMO, NACS. North America Modem/SIM, cUL and UL listed, FWHA and FTA compliant models available. | -2 | 2 | -2 | -2 | -2 | -2 | 1 | 1 | 1 | -1 | -2 | -2 | -2 | 1 | -2 | 2 | -2 | 2 | 2 | -1 | 1 | -2 | 1 | 1 | 1 | 1 | 1 | 1 | 1 | 1 | 1 | 1 | 1 | -1 | -1 | -1 | 1 | 1 | 1 | 1 | -1 | -1 | -2 | 1 | 1 | -1 | -1 | 1 | -2 | 1 | 1 | 1 | 1 | -1 | -1 | -1 | 1 | 1 | 2 | -2 | -2 | 1 | 1 | 1 | 1 | 1 | 1 | 1 | 1 | 1 | 1 | 1 | 1 | 1 | 1 | 1 | 1 | 1 | -2 | 1 | 1 | -2 | 1 | -2 | -1 | 1 | 1 | 1 | 1 | 1 | 2 | -2 | 1 | 1 | 1 | 1 | 1 | 1 | 1 | 1 | 1 | 1 | 1 | 1 | 1 | 1 | 1 | 1 | 0 | -2 | -2 | 1 | 1 | -2 | -2 |  | -2
ChargePoint | CPF50- L##-****** | CPF50 | EPRI/Evergy | AC | 12 | 2025-11-19 | 2020-12-18 | Fully Networked | ChargePoint Network | Single or dual port | CPF50 family, Single or Dual Port, Pedestal or Wall Mount, 50A, Type 1, Cable 18' or 23', Single Phase Charger, Cable Management Kit optional | 2 | -2 | -2 | 1 | 0 | 0 | -2 | -2 | -2 | -2 | -2 | -2 | 1 | -2 | -2 | 2 | 0 | 2 | -1 | -1 | 1 | 1 | -2 | 1 | 1 | 1 | 1 | 0 | 0 | 0 | 1 | 1 | 1 | -1 | -1 | -1 | 1 | 1 | 1 | 1 | -1 | -1 | -2 | 1 | 1 | -1 | -1 | 1 | -2 | 1 | 1 | 1 | 1 | -1 | -1 | -1 | 1 | 1 | 2 | -2 | 1 | -2 | -1 | -1 | 1 | -1 | 1 | -1 | -1 | 1 | 0 | 0 | 0 | 0 | 0 | 0 | 0 | 0 | 1 | -1 | -1 | 1 | -2 | 1 | -2 | -2 | 1 | 1 | 1 | 1 | 2 | 2 | 1 | 1 | 0 | 1 | -1 | -1 | 1 | 1 | 1 | 1 | 1 | 1 | 1 | -1 | -1 | 1 | 0 | -1 | 1 | 1 | 1 | -2 | -2 |  | 1
ChargePoint | CPF50- L##-******-40 | CPF50 | EPRI/Evergy | AC | 9.6 | 2025-11-19 | 2020-12-18 | Fully Networked | ChargePoint Network | Single or dual port | CPF50 family, Single or Dual Port, Pedestal or Wall Mount, 50A, Type 1, Cable 18' or 23', Single Phase Charger, Cable Management Kit optional | 2 | -2 | -2 | 1 | 0 | 0 | -2 | -2 | -2 | -2 | -2 | -2 | 1 | -2 | -2 | 2 | 0 | 2 | -1 | -1 | 1 | 1 | -2 | 1 | 1 | 1 | 1 | 0 | 0 | 0 | 1 | 1 | 1 | -1 | -1 | -1 | 1 | 1 | 1 | 1 | -1 | -1 | -2 | 1 | 1 | -1 | -1 | 1 | -2 | 1 | 1 | 1 | 1 | -1 | -1 | -1 | 1 | 1 | 2 | -2 | 1 | -2 | -1 | -1 | 1 | -1 | 1 | -1 | -1 | 1 | 0 | 0 | 0 | 0 | 0 | 0 | 0 | 0 | 1 | -1 | -1 | 1 | -2 | 1 | -2 | -2 | 1 | 1 | 1 | 1 | 2 | 2 | 1 | 1 | 0 | 1 | -1 | -1 | 1 | 1 | 1 | 1 | 1 | 1 | 1 | -1 | -1 | 1 | 0 | 1 | -1 | 1 | 1 | -2 | -2 |  | -2
ChargePoint | CPH50 | Home Flex | EPRI/PG&E | AC | 12 | 2025-11-19 | 2024-07-01 | Fully Networked | ChargePoint Network | Single Port | CPH50 Dedicated Residential Charger, Single Port, J1772 or NACS, Wall Mount, 50A, Cable 18' or 23', Single Phase Charger | 2 | -2 | -2 | 1 | 0 | 0 | -2 | -2 | -2 | -2 | -2 | -2 | -1 | -2 | -2 | 2 | 0 | 2 | -1 | -1 | 1 | 1 | -2 | 1 | 1 | 1 | 1 | 1 | 0 | 0 | 0 | 0 | -1 | -1 | -1 | -1 | -1 | 1 | 1 | -1 | -1 | -1 | -2 | -1 | 1 | -1 | -1 | 1 | -2 | 1 | 1 | 1 | 1 | -1 | -1 | -1 | 1 | 1 | 2 | -2 | 1 | -2 | -1 | -1 | 1 | -1 | -1 | -1 | -1 | 1 | 0 | 0 | 0 | 0 | 0 | 0 | 0 | 0 | 1 | -1 | -1 | 1 | -2 | -1 | -2 | -2 | -1 | -1 | -1 | -1 | 2 | 2 | 1 | 1 | 0 | -1 | -1 | -1 | -1 | -1 | -1 | -1 | -1 | -1 | -1 | -1 | -1 | -1 | 0 | -1 | 1 | 1 | 1 | -2 | -2 |  | -2
ChargePoint | CPH50-40 | Home Flex | EPRI/PG&E | AC | 9.6 | 2025-11-19 | 2024-07-01 | Fully Networked | ChargePoint Network | Single Port | CPH50 Dedicated Residential Charger, Single Port, J1772 or NACS, Wall Mount, 50A, Cable 18' or 23', Single Phase Charger | 2 | -2 | -2 | 1 | 0 | 0 | -2 | -2 | -2 | -2 | -2 | -2 | -1 | -2 | -2 | 2 | 0 | 2 | -1 | -1 | 1 | 1 | -2 | 1 | 1 | 1 | 1 | 1 | 0 | 0 | 0 | 0 | -1 | -1 | -1 | -1 | -1 | 1 | 1 | -1 | -1 | -1 | -2 | -1 | 1 | -1 | -1 | 1 | -2 | 1 | 1 | 1 | 1 | -1 | -1 | -1 | 1 | 1 | 2 | -2 | 1 | -2 | -1 | -1 | 1 | -1 | -1 | -1 | -1 | 1 | 0 | 0 | 0 | 0 | 0 | 0 | 0 | 0 | 1 | -1 | -1 | 1 | -2 | -1 | -2 | -2 | -1 | -1 | -1 | -1 | 2 | 2 | 1 | 1 | 0 | -1 | -1 | -1 | -1 | -1 | -1 | -1 | -1 | -1 | -1 | -1 | -1 | -1 | 0 | 1 | -1 | 1 | 1 | -2 | -2 |  | -2
ChargePoint | CT40##-GW1-*****## | CT4000 | EPRI | AC | 7.2 | 2025-11-19 | 2024-07-01 | Fully Networked | ChargePoint Network |  | CT4000 family, NA, AC Station, 1 or 2 x Type 1 Cable, 30A, 1-Phase, 18' or 23' Cable, 6' or 8' Cable Management Kit, Pedestal or Wall Mount, 5.7" Display, Contactless Credit Card and RFID Reader | 2 | -2 | -2 | 1 | 0 | 0 | -2 | -2 | -2 | -2 | -2 | -2 | 1 | -2 | -2 | 2 | 0 | 2 | 2 | 2 | 1 | 1 | -2 | 1 | 1 | 1 | 1 | 0 | 0 | 0 | 0 | 0 | 1 | -1 | -1 | -1 | 1 | 1 | 1 | -1 | -1 | -1 | -2 | -1 | 1 | -1 | -1 | 1 | -2 | 1 | 1 | 1 | 1 | -1 | -1 | -1 | 1 | 1 | 2 | -2 | 1 | -2 | 1 | 1 | 1 | -1 | 1 | 1 | 1 | -1 | 0 | 0 | 0 | 0 | 0 | 0 | 0 | 0 | 1 | -1 | -1 | 1 | -2 | 1 | -2 | -2 | 1 | 1 | 1 | 1 | 2 | 2 | 1 | -1 | 0 | 1 | -1 | -1 | 1 | 1 | 1 | 1 | 1 | 1 | 1 | 1 | 1 | 1 | 0 | 1 | 1 | 1 | 1 | -2 | -2 |  | 1
ChargePoint | Express Plus 1000 Power Block: CPPB0001*** PM1.5 43-001200-** EXPP-PL10##*-#*#*#-#*#*#-*** | Express Plus | EPRI | DC | 500 | 2025-11-19 | 2022-04-26 | Fully Networked | ChargePoint Network |  | Express Plus system includes Power Block, Power Modules, and Power Link 1000 series; Used for Fleet or Commercial. | -2 | 2 | -2 | -2 | -2 | -2 | 1 | 1 | 1 | -1 | -2 | -2 | -2 | 1 | -2 | 2 | -2 | 2 | -1 | -1 | 1 | -2 | 1 | 1 | 1 | 1 | 1 | 1 | 1 | 1 | 1 | 1 | 1 | -1 | -1 | -1 | 1 | 1 | 1 | 1 | -1 | -1 | -2 | 1 | 1 | -1 | -1 | 1 | -2 | 1 | 1 | 1 | 1 | -1 | -1 | -1 | 1 | 1 | 2 | -2 | -2 | 1 | 1 | 1 | 1 | 1 | 1 | 1 | 1 | 1 | 1 | 1 | 1 | 1 | 1 | 1 | 1 | 1 | -2 | 1 | 1 | -2 | 1 | -2 | -1 | 1 | 1 | 1 | 1 | 1 | 2 | -2 | 1 | 1 | 1 | 1 | 1 | 1 | 1 | 1 | 1 | 1 | 1 | 1 | 1 | 1 | 1 | 1 | 0 | -2 | -2 | 1 | 1 | -2 | -2 |  | 1
ChargePoint | Express Plus 2000 (EXPP-PL20##-CHIP) | Express Plus | EPRI | DC | 500 | 2025-11-19 | 2022-04-26 | Fully Networked | ChargePoint Network | Single or dual port | [CHIP sku]Express Plus system includes Power Block, Power Modules, and Power Link 2000 series; Each Power Link Dispenser can include 1 or 2 connctor including CCS, NACS, or CHAdeMO | -2 | 2 | -2 | -2 | -2 | -2 | 1 | 1 | 1 | -1 | -2 | -2 | -2 | 1 | -2 | 2 | -2 | 2 | -1 | -1 | 1 | -2 | 1 | 1 | 1 | 1 | 1 | 1 | 1 | 1 | 1 | 1 | -1 | -1 | -1 | -1 | -1 | 1 | 1 | 1 | -1 | -1 | -2 | 1 | 1 | -1 | -1 | 1 | -2 | 1 | 1 | 1 | 1 | -1 | -1 | -1 | 1 | 1 | 2 | -2 | -2 | 1 | 1 | 1 | 1 | 1 | 1 | 1 | 1 | 1 | 1 | 1 | 1 | 1 | 1 | 1 | 1 | 1 | -2 | -1 | -1 | -2 | 1 | -2 | 1 | 1 | 1 | 1 | 1 | 1 | 2 | -2 | 1 | 1 | 1 | 1 | 1 | 1 | 1 | 1 | 1 | 1 | 1 | 1 | 1 | 1 | 1 | 1 | 0 | -2 | -2 | 1 | 1 | -2 | -2 |  | 1
ChargePoint | Express Plus 2000 (EXPP-PL20##-FHWA) | Express Plus | EPRI | DC | 500 | 2025-11-19 | 2022-04-26 | Fully Networked | ChargePoint Network | Single or dual port | [FHWA sku] Express Plus system includes Power Block, Power Modules, and Power Link 2000 series; Each Power Link Dispenser can include 1 or 2 connctor including CCS, NACS, or CHAdeMO | -2 | 2 | -2 | -2 | -2 | -2 | 1 | 1 | 1 | -1 | -2 | -2 | -2 | 1 | -2 | 2 | -2 | 2 | -1 | -1 | 1 | -2 | 1 | 1 | 1 | 1 | 1 | 1 | 1 | 1 | 1 | 1 | -1 | -1 | -1 | -1 | -1 | 1 | 1 | 1 | -1 | -1 | -2 | 1 | 1 | -1 | -1 | 1 | -2 | 1 | 1 | 1 | 1 | -1 | -1 | -1 | 1 | 1 | 2 | -2 | -2 | 1 | 1 | 1 | 1 | 1 | 1 | 1 | 1 | 1 | 1 | 1 | 1 | 1 | 1 | 1 | 1 | 1 | -2 | 1 | 1 | -2 | 1 | -2 | 1 | 1 | 1 | 1 | 1 | 1 | 2 | -2 | 1 | 1 | 1 | 1 | 1 | 1 | 1 | 1 | 1 | 1 | 1 | 1 | 1 | 1 | 1 | 1 | 0 | -2 | -2 | 1 | 1 | -2 | -2 |  | 1
ChargePoint | Express Plus 2000 (EXPP-PL20##) | Express Plus | EPRI | DC | 500 | 2025-11-19 | 2022-04-26 | Fully Networked | ChargePoint Network | Single or dual port | Express Plus system includes Power Block, Power Modules, and Power Link 2000 series; Each Power Link Dispenser can include 1 or 2 connctor including CCS, NACS, or CHAdeMO | -2 | 2 | -2 | -2 | -2 | -2 | 1 | 1 | 1 | -1 | -2 | -2 | -2 | 1 | -2 | 2 | -2 | 2 | -1 | -1 | 1 | -2 | 1 | 1 | 1 | 1 | 1 | 1 | 1 | 1 | 1 | 1 | -1 | -1 | -1 | -1 | -1 | 1 | 1 | 1 | -1 | -1 | -2 | 1 | 1 | -1 | -1 | 1 | -2 | 1 | 1 | 1 | 1 | -1 | -1 | -1 | 1 | 1 | 2 | -2 | -2 | 1 | 1 | 1 | 1 | 1 | 1 | 1 | 1 | 1 | 1 | 1 | 1 | 1 | 1 | 1 | 1 | 1 | -2 | -1 | -1 | -2 | 1 | -2 | 1 | 1 | 1 | 1 | 1 | 1 | 2 | -2 | 1 | 1 | 1 | 1 | 1 | 1 | 1 | 1 | 1 | 1 | 1 | 1 | 1 | 1 | 1 | 1 | 0 | -2 | -2 | 1 | 1 | -2 | -2 |  | 1
ChargePoint |  |  | EPRI/PGE/Evergy | NETWORK | NA | 2025-11-19 | 2020-12-18 | Network Software | ChargePoint Network |  |  | -2 | -2 | -2 | -2 | -2 | -2 | -2 | -2 | -2 | -2 | -2 | -2 | -2 | -2 | -2 | -2 | -2 | -2 | -2 | -2 | -2 | -2 | -2 | -2 | -2 | -2 | -2 | -2 | -2 | -2 | -2 | -2 | -2 | -2 | -2 | -2 | -2 | -2 | -2 | -2 | -2 | -2 | -2 | -2 | 1 | -1 | -1 | 1 | -2 | 1 | 1 | 1 | 1 | -1 | -1 | -1 | 1 | 1 | 2 | 1 | -2 | -2 | 1 | 1 | 1 | 1 | 1 | 1 | -2 | 1 | -2 | 1 | 1 | 1 | 1 | 1 | 1 | 1 | -2 | -2 | -2 | -2 | -2 | -2 | -2 | -2 | -2 | 1 | 1 | 1 | -2 | -2 | 1 | -2 | -2 | 1 | 1 | 1 | -2 | 1 | 1 | 1 | 1 | 1 | 1 | 1 | 1 | 1 | 1 | -2 | -2 | 1 | 1 | 1 | -1 |  | 1
ChargeSmart EV | CSEV-AC-#P |  | EPRI/PGE | AC | 19.2 | 2025-05-27 | 2025-05-27 | Fully Networked | Autel Cloud | Single or dual port | Single Port or Dual Port. No credit card reader | 2 | -2 | -2 | 1 | 0 | 0 | -2 | -2 | -2 | -2 | -2 | -2 | 1 | -2 | -2 | 2 | 2 | 2 | 2 | -1 | 1 | 1 | -2 | 1 | 1 | 1 | 1 | 1 | 1 | 1 | 1 | 1 | 1 | -1 | -1 | -1 | 1 | 1 | 1 | 1 | -1 | -1 | -2 | 1 | 1 | 1 | 1 | 1 | -2 | 1 | -1 | 1 | -1 | -1 | -1 | -1 | -1 | 1 | 2 | 1 | 1 | -2 | 1 | 1 | 1 | -1 | 1 | 1 | 1 | 1 | 0 | 0 | 0 | 0 | 0 | 0 | 0 | 0 | 1 | -1 | -2 | 1 | -2 | 1 | -2 | -2 | -1 | 1 | 1 | 1 | 2 | 2 | 1 | 1 | 1 | 1 | 1 | 1 | 1 | 1 | 1 | 1 | 1 | 1 | 1 | 1 | 1 | 1 | 0 | -1 | 1 | -1 | -1 | -2 | -2 |  | -2
ChargeSmart EV | CSEV-DC060 |  | EPRI/PGE | DC | 60 | 2025-05-27 | 2025-05-27 | Fully Networked | Autel Cloud | Single or dual port | Single or dual port | -2 | 2 | -2 | -2 | -2 | -2 | 1 | 0 | 0 | 0 | -2 | -2 | -2 | 1 | -2 | 2 | -2 | 2 | -1 | -1 | 1 | -2 | 1 | 1 | 1 | 1 | 1 | 1 | 1 | 0 | 1 | 1 | 1 | -1 | -1 | -1 | 1 | 1 | 1 | 1 | -1 | -1 | -2 | 1 | 1 | 1 | 1 | 1 | -2 | 1 | -1 | 1 | -1 | -1 | -1 | -1 | -1 | 1 | 2 | 1 | -2 | 1 | 1 | 1 | 1 | 1 | 1 | 1 | 1 | 1 | 0 | 0 | 0 | 0 | 0 | 0 | 0 | 0 | -2 | 1 | 1 | -2 | 1 | -2 | -1 | 1 | 1 | 1 | 1 | 1 | 2 | -2 | 1 | 1 | 1 | 1 | 1 | 1 | 1 | 1 | 1 | 1 | 1 | 1 | 1 | 1 | 1 | 1 | 0 | -2 | -2 | -1 | -1 | -2 | -2 |  | -2
ChargeSmart EV | CSEV-DC080 |  | EPRI/PGE | DC | 80 | 2025-05-27 | 2025-05-27 | Fully Networked | Autel Cloud | Single or dual port | Single or dual port | -2 | 2 | -2 | -2 | -2 | -2 | 1 | 0 | 0 | 0 | -2 | -2 | -2 | 1 | -2 | 2 | -2 | -1 | -1 | -1 | 1 | -2 | 1 | 1 | 1 | 1 | 1 | 1 | 1 | 0 | 1 | 1 | 1 | -1 | -1 | -1 | 1 | 1 | 1 | 1 | -1 | -1 | -2 | 1 | 1 | 1 | 1 | 1 | -2 | 1 | -1 | 1 | -1 | -1 | -1 | -1 | -1 | 1 | 2 | 1 | -2 | 1 | 1 | 1 | 1 | 1 | 1 | 1 | 1 | 1 | 0 | 0 | 0 | 0 | 0 | 0 | 0 | 0 | -2 | 1 | 1 | -2 | 1 | -2 | -1 | 1 | 1 | 1 | 1 | 1 | 2 | -2 | 1 | 1 | 1 | 1 | 1 | 1 | 1 | 1 | 1 | 1 | 1 | 1 | 1 | 1 | 1 | 1 | 0 | -2 | -2 | -1 | -1 | -2 | -2 |  | -2
ChargeSmart EV | CSEV-DC100 |  | EPRI/PGE | DC | 100 | 2025-05-27 | 2025-05-27 | Fully Networked | Autel Cloud | Single or dual port | Single or dual port | -2 | 2 | -2 | -2 | -2 | -2 | 1 | 0 | 0 | 0 | -2 | -2 | -2 | 1 | -2 | 2 | -2 | -1 | -1 | -1 | 1 | -2 | 1 | 1 | 1 | 1 | 1 | 1 | 1 | 0 | 1 | 1 | 1 | -1 | -1 | -1 | 1 | 1 | 1 | 1 | -1 | -1 | -2 | 1 | 1 | 1 | 1 | 1 | -2 | 1 | -1 | 1 | -1 | -1 | -1 | -1 | -1 | 1 | 2 | 1 | -2 | 1 | 1 | 1 | 1 | 1 | 1 | 1 | 1 | 1 | 0 | 0 | 0 | 0 | 0 | 0 | 0 | 0 | -2 | 1 | 1 | -2 | 1 | -2 | -1 | 1 | 1 | 1 | 1 | 1 | 2 | -2 | 1 | 1 | 1 | 1 | 1 | 1 | 1 | 1 | 1 | 1 | 1 | 1 | 1 | 1 | 1 | 1 | 0 | -2 | -2 | -1 | -1 | -2 | -2 |  | -2
ChargeSmart EV | CSEV-DC120 |  | EPRI/PGE | DC | 120 | 2025-05-27 | 2025-05-27 | Fully Networked | Autel Cloud | Single or dual port | Single or dual port | -2 | 2 | -2 | -2 | -2 | -2 | 1 | 0 | 0 | 0 | -2 | -2 | -2 | 1 | -2 | 2 | -2 | 2 | -1 | -1 | 1 | -2 | 1 | 1 | 1 | 1 | 1 | 1 | 1 | 0 | 1 | 1 | 1 | -1 | -1 | -1 | 1 | 1 | 1 | 1 | -1 | -1 | -2 | 1 | 1 | 1 | 1 | 1 | -2 | 1 | -1 | 1 | -1 | -1 | -1 | -1 | -1 | 1 | 2 | 1 | -2 | 1 | 1 | 1 | 1 | 1 | 1 | 1 | 1 | 1 | 0 | 0 | 0 | 0 | 0 | 0 | 0 | 0 | -2 | 1 | 1 | -2 | 1 | -2 | -1 | 1 | 1 | 1 | 1 | 1 | 2 | -2 | 1 | 1 | 1 | 1 | 1 | 1 | 1 | 1 | 1 | 1 | 1 | 1 | 1 | 1 | 1 | 1 | 0 | -2 | -2 | -1 | -1 | -2 | -2 |  | -2
ChargeSmart EV | CSEV-DC140 |  | EPRI/PGE | DC | 140 | 2025-05-27 | 2025-05-27 | Fully Networked | Autel Cloud | Single or dual port | Single or dual port | -2 | 2 | -2 | -2 | -2 | -2 | 1 | 0 | 0 | 0 | -2 | -2 | -2 | 1 | -2 | 2 | -2 | -1 | -1 | -1 | 1 | -2 | 1 | 1 | 1 | 1 | 1 | 1 | 1 | 0 | 1 | 1 | 1 | -1 | -1 | -1 | 1 | 1 | 1 | 1 | -1 | -1 | -2 | 1 | 1 | 1 | 1 | 1 | -2 | 1 | -1 | 1 | -1 | -1 | -1 | -1 | -1 | 1 | 2 | 1 | -2 | 1 | 1 | 1 | 1 | 1 | 1 | 1 | 1 | 1 | 0 | 0 | 0 | 0 | 0 | 0 | 0 | 0 | -2 | 1 | 1 | -2 | 1 | -2 | -1 | 1 | 1 | 1 | 1 | 1 | 2 | -2 | 1 | 1 | 1 | 1 | 1 | 1 | 1 | 1 | 1 | 1 | 1 | 1 | 1 | 1 | 1 | 1 | 0 | -2 | -2 | -1 | -1 | -2 | -2 |  | -2
ChargeSmart EV | CSEV-DC160 |  | EPRI/PGE | DC | 160 | 2025-05-27 | 2025-05-27 | Fully Networked | Autel Cloud | Single or dual port | Single or dual port | -2 | 2 | -2 | -2 | -2 | -2 | 1 | 0 | 0 | 0 | -2 | -2 | -2 | 1 | -2 | 2 | -2 | 2 | -1 | -1 | 1 | -2 | 1 | 1 | 1 | 1 | 1 | 1 | 1 | 0 | 1 | 1 | 1 | -1 | -1 | -1 | 1 | 1 | 1 | 1 | -1 | -1 | -2 | 1 | 1 | 1 | 1 | 1 | -2 | 1 | -1 | 1 | -1 | -1 | -1 | -1 | -1 | 1 | 2 | 1 | -2 | 1 | 1 | 1 | 1 | 1 | 1 | 1 | 1 | 1 | 0 | 0 | 0 | 0 | 0 | 0 | 0 | 0 | -2 | 1 | 1 | -2 | 1 | -2 | -1 | 1 | 1 | 1 | 1 | 1 | 2 | -2 | 1 | 1 | 1 | 1 | 1 | 1 | 1 | 1 | 1 | 1 | 1 | 1 | 1 | 1 | 1 | 1 | 0 | -2 | -2 | -1 | -1 | -2 | -2 |  | -2
ChargeSmart EV | CSEV-DC180 |  | EPRI/PGE | DC | 180 | 2025-05-27 | 2025-05-27 | Fully Networked | Autel Cloud | Single or dual port | Single or dual port | -2 | 2 | -2 | -2 | -2 | -2 | 1 | 0 | 0 | 0 | -2 | -2 | -2 | 1 | -2 | 2 | -2 | 2 | -1 | -1 | 1 | -2 | 1 | 1 | 1 | 1 | 1 | 1 | 1 | 0 | 1 | 1 | 1 | -1 | -1 | -1 | 1 | 1 | 1 | 1 | -1 | -1 | -2 | 1 | 1 | 1 | 1 | 1 | -2 | 1 | -1 | 1 | -1 | -1 | -1 | -1 | -1 | 1 | 2 | 1 | -2 | 1 | 1 | 1 | 1 | 1 | 1 | 1 | 1 | 1 | 0 | 0 | 0 | 0 | 0 | 0 | 0 | 0 | -2 | 1 | 1 | -2 | 1 | -2 | 1 | 1 | 1 | 1 | 1 | 1 | 2 | -2 | 1 | 1 | 1 | 1 | 1 | 1 | 1 | 1 | 1 | 1 | 1 | 1 | 1 | 1 | 1 | 1 | 0 | -2 | -2 | -1 | -1 | -2 | -2 |  | -2
ChargeSmart EV | CSEV-DC200 |  | EPRI/PGE | DC | 200 | 2025-05-27 | 2025-05-27 | Fully Networked | Autel Cloud | Single or dual port | Single or dual port | -2 | 2 | -2 | -2 | -2 | -2 | 1 | 0 | 0 | 0 | -2 | -2 | -2 | 1 | -2 | 2 | -2 | -1 | -1 | -1 | 1 | -2 | 1 | 1 | 1 | 1 | 1 | 1 | 1 | 0 | 1 | 1 | 1 | -1 | -1 | -1 | 1 | 1 | 1 | 1 | -1 | -1 | -2 | 1 | 1 | 1 | 1 | 1 | -2 | 1 | -1 | 1 | -1 | -1 | -1 | -1 | -1 | 1 | 2 | 1 | -2 | 1 | 1 | 1 | 1 | 1 | 1 | 1 | 1 | 1 | 0 | 0 | 0 | 0 | 0 | 0 | 0 | 0 | -2 | 1 | 1 | -2 | 1 | -2 | 1 | 1 | 1 | 1 | 1 | 1 | 2 | -2 | 1 | 1 | 1 | 1 | 1 | 1 | 1 | 1 | 1 | 1 | 1 | 1 | 1 | 1 | 1 | 1 | 0 | -2 | -2 | -1 | -1 | -2 | -2 |  | -2
ChargeSmart EV | CSEV-DC220 |  | EPRI/PGE | DC | 220 | 2025-05-27 | 2025-05-27 | Fully Networked | Autel Cloud | Single or dual port | Single or dual port | -2 | 2 | -2 | -2 | -2 | -2 | 1 | 0 | 0 | 0 | -2 | -2 | -2 | 1 | -2 | 2 | -2 | -1 | -1 | -1 | 1 | -2 | 1 | 1 | 1 | 1 | 1 | 1 | 1 | 0 | 1 | 1 | 1 | -1 | -1 | -1 | 1 | 1 | 1 | 1 | -1 | -1 | -2 | 1 | 1 | 1 | 1 | 1 | -2 | 1 | -1 | 1 | -1 | -1 | -1 | -1 | -1 | 1 | 2 | 1 | -2 | 1 | 1 | 1 | 1 | 1 | 1 | 1 | 1 | 1 | 0 | 0 | 0 | 0 | 0 | 0 | 0 | 0 | -2 | 1 | 1 | -2 | 1 | -2 | 1 | 1 | 1 | 1 | 1 | 1 | 2 | -2 | 1 | 1 | 1 | 1 | 1 | 1 | 1 | 1 | 1 | 1 | 1 | 1 | 1 | 1 | 1 | 1 | 0 | -2 | -2 | -1 | -1 | -2 | -2 |  | -2
ChargeSmart EV | CSEV-DC240 |  | EPRI/PGE | DC | 240 | 2025-05-27 | 2025-05-27 | Fully Networked | Autel Cloud | Single or dual port | Single or dual port | -2 | 2 | -2 | -2 | -2 | -2 | 1 | 0 | 0 | 0 | -2 | -2 | -2 | 1 | -2 | 2 | -2 | 2 | -1 | -1 | 1 | -2 | 1 | 1 | 1 | 1 | 1 | 1 | 1 | 0 | 1 | 1 | 1 | -1 | -1 | -1 | 1 | 1 | 1 | 1 | -1 | -1 | -2 | 1 | 1 | 1 | 1 | 1 | -2 | 1 | -1 | 1 | -1 | -1 | -1 | -1 | -1 | 1 | 2 | 1 | -2 | 1 | 1 | 1 | 1 | 1 | 1 | 1 | 1 | 1 | 0 | 0 | 0 | 0 | 0 | 0 | 0 | 0 | -2 | 1 | 1 | -2 | 1 | -2 | 1 | 1 | 1 | 1 | 1 | 1 | 2 | -2 | 1 | 1 | 1 | 1 | 1 | 1 | 1 | 1 | 1 | 1 | 1 | 1 | 1 | 1 | 1 | 1 | 0 | -2 | -2 | -1 | -1 | -2 | -2 |  | -2
ChargeSmart EV | CSEV-DCHi |  | EPRI/PGE | DC | 640 | 2025-05-27 | 2025-05-27 | Fully Networked | Autel Cloud | 2, 4, 6, or 8 ports | The CSEV-DCHi has a power cabinet with dispenser set up. It comes in 320, 480, or 640kW options and can be purchased with 2, 4, 6, or 8 ports depending on the number of dispensers. | -2 | 2 | -2 | -2 | -2 | -2 | 1 | 1 | 0 | 0 | -2 | -2 | -2 | 1 | -2 | 2 | -2 | -1 | -1 | -1 | 1 | -2 | 1 | 1 | 1 | 1 | 1 | 1 | 1 | 0 | 1 | 1 | 1 | -1 | -1 | -1 | 1 | 1 | 1 | 1 | -1 | -1 | -2 | 1 | 1 | 1 | 1 | 1 | -2 | 1 | -1 | 1 | 1 | 1 | 1 | 1 | 1 | 1 | 2 | 1 | -2 | 1 | 1 | 1 | 1 | 1 | 1 | 1 | -1 | 1 | 1 | 1 | 1 | 1 | 1 | 1 | 1 | 1 | -2 | 1 | 1 | -2 | 1 | -2 | 1 | 1 | 1 | 1 | 1 | 1 | 2 | -2 | 1 | 1 | 1 | 1 | 1 | 1 | 1 | 1 | 1 | 1 | 1 | 1 | 1 | 1 | 1 | 1 | 1 | -2 | -2 | -1 | -1 | -2 | -2 |  | -2
ChargeSmart EV |  |  | EPRI | NETWORK | NA | 2024-07-30 | 2024-07-30 | Network Software | ChargeSmart EV |  |  | -2 | -2 | -2 | -2 | -2 | -2 | -2 | -2 | -2 | -2 | -2 | -2 | -2 | -2 | -2 | -2 | -2 | -2 | -2 | -2 | -2 | -2 | -2 | -2 | -2 | -2 | -2 | -2 | -2 | -2 | -2 | -2 | -2 | -2 | -2 | -2 | -2 | -2 | -2 | -2 | -2 | -2 | -2 | -2 | 1 | -1 | -1 | 1 | -2 | 1 | 1 | 1 | 1 | 1 | -1 | -1 | 1 | 1 | -1 | 0 | -2 | -2 | 1 | 1 | 1 | 1 | 1 | 1 | -2 | 1 | -2 | 0 | 0 | 0 | 0 | 0 | 0 | 0 | -2 | -2 | -2 | -2 | -2 | -2 | -2 | -2 | -2 | -2 | 1 | 1 | -2 | -2 | 1 | -2 | -2 | 1 | 1 | 1 | -2 | 1 | 1 | 1 | 1 | 1 | 1 | 1 | 1 | 1 | 0 | -2 | -2 | -1 | -1 | -1 | -1 |  | -2
ChargeTronix | CTC-CAC80 | FLUX AC | EPRI | AC | 19.2 | 2024-07-19 | 2024-07-19 | Network Capable | NA | Single or double port. | Single or double port. | 2 | -2 | -2 | 1 | -1 | 1 | -2 | -2 | -2 | -2 | -2 | -2 | 1 | -2 | -2 | -1 | -1 | 2 | -1 | -1 | 1 | 1 | -2 | 1 | 1 | 1 | 1 | 1 | 1 | 1 | 1 | 1 | 1 | -1 | -1 | -1 | 1 | 1 | 1 | 1 | -1 | -1 | -2 | 1 | -2 | -2 | -2 | -2 | -2 | -2 | -2 | -2 | -2 | -2 | -2 | -2 | -2 | -2 | -2 | -2 | 1 | -2 | 1 | -2 | -2 | 1 | -2 | -1 | -1 | 1 | -1 | 1 | 1 | -2 | -2 | -2 | -1 | -1 | 1 | -1 | -1 | 1 | -2 | 1 | -2 | -2 | 1 | 1 | 1 | 1 | 2 | 2 | 1 | -1 | 1 | 1 | -1 | -2 | -1 | 1 | 1 | 1 | 1 | -2 | 1 | -2 | -2 | -2 | 1 | -1 | 1 | 1 | -1 | -2 | -2 |  | -2
ChargeTronix | CTX-AiO-120 | Apex 120kW DCFC | EPRI | DC | 120 | 2025-04-02 | 2025-01-10 | Network Capable |  | Dual port. | Dual port. | -2 | 2 | -2 | -2 | -2 | -2 | 1 | 1 | 1 | 1 | -2 | -2 | -2 | 1 | -2 | 2 | -2 | 2 | -1 | 2 | 1 | -2 | 1 | 1 | 1 | 1 | 1 | 1 | 1 | 1 | 1 | 1 | 1 | -1 | -1 | -1 | 1 | 1 | 1 | 1 | -1 | -1 | -2 | 1 | -2 | -2 | -2 | -2 | -2 | -2 | -2 | -2 | -2 | -2 | -2 | -2 | -2 | -2 | -2 | -2 | -2 | 1 | -2 | -2 | -2 | 1 | -2 | -2 | -2 | 1 | 1 | 1 | 1 | -2 | -2 | -2 | 1 | -2 | -2 | 1 | 1 | -2 | 1 | -2 | -1 | 1 | 1 | 1 | 1 | 1 | 2 | -2 | 1 | 1 | 1 | 1 | -1 | -2 | 1 | 1 | 1 | 1 | 1 | -2 | 1 | -2 | -2 | -2 | 1 | -2 | -2 | 1 | -1 | -2 | -2 |  | -2
ChargeTronix | CTX-AiO-160 | Apex 160kW DCFC | EPRI | DC | 160 | 2025-04-02 | 2024-12-13 | Network Capable |  | Dual port. | Dual port. | -2 | 2 | -2 | -2 | -2 | -2 | 1 | 1 | 1 | 1 | -2 | -2 | -2 | 1 | -2 | 2 | -2 | 2 | -1 | 2 | 1 | -2 | 1 | 1 | 1 | 1 | 1 | 1 | 1 | 1 | 1 | 1 | 1 | -1 | -1 | -1 | 1 | 1 | 1 | 1 | -1 | -1 | -2 | 1 | -2 | -2 | -2 | -2 | -2 | -2 | -2 | -2 | -2 | -2 | -2 | -2 | -2 | -2 | -2 | -2 | -2 | 1 | -2 | -2 | -2 | 1 | -2 | -2 | -2 | 1 | 1 | 1 | 1 | -2 | -2 | -2 | 1 | -2 | -2 | 1 | 1 | -2 | 1 | -2 | 1 | 1 | 1 | 1 | 1 | 1 | 2 | -2 | 1 | 1 | 1 | 1 | -1 | -2 | 1 | 1 | 1 | 1 | 1 | -2 | 1 | -2 | -2 | -2 | 1 | -2 | -2 | 1 | -1 | -2 | -2 |  | -2
ChargeTronix | CTX-AiO-240 | Apex 240kW DCFC | EPRI | DC | 240 | 2025-04-02 | 2024-12-13 | Network Capable |  | Dual port. | Dual port. | -2 | 2 | -2 | -2 | -2 | -2 | 1 | 1 | 1 | 1 | -2 | -2 | -2 | 1 | -2 | 2 | -2 | 2 | -1 | 2 | 1 | -2 | 1 | 1 | 1 | 1 | 1 | 1 | 1 | 1 | 1 | 1 | 1 | -1 | -1 | -1 | 1 | 1 | 1 | 1 | -1 | -1 | -2 | 1 | -2 | -2 | -2 | -2 | -2 | -2 | -2 | -2 | -2 | -2 | -2 | -2 | -2 | -2 | -2 | -2 | -2 | 1 | -2 | -2 | -2 | 1 | -2 | -2 | -2 | 1 | 1 | 1 | 1 | -2 | -2 | -2 | 1 | -2 | -2 | 1 | 1 | -2 | 1 | -2 | 1 | 1 | 1 | 1 | 1 | 1 | 2 | -2 | 1 | 1 | 1 | 1 | -1 | -2 | 1 | 1 | 1 | 1 | 1 | -2 | 1 | -2 | -2 | -2 | 1 | -2 | -2 | 1 | -1 | -2 | -2 |  | -2
ChargeTronix | CTX-AiO-60 | Apex 60kW DCFC | EPRI | DC | 60 | 2025-04-02 | 2025-01-10 | Network Capable |  | Dual port. | Dual port. | -2 | 2 | -2 | -2 | -2 | -2 | 1 | 1 | 1 | 1 | -2 | -2 | -2 | 1 | -2 | 2 | -2 | 2 | -1 | 2 | 1 | -2 | 1 | 1 | 1 | 1 | 1 | 1 | 1 | 1 | 1 | 1 | 1 | -1 | -1 | -1 | 1 | 1 | 1 | 1 | -1 | -1 | -2 | 1 | -2 | -2 | -2 | -2 | -2 | -2 | -2 | -2 | -2 | -2 | -2 | -2 | -2 | -2 | -2 | -2 | -2 | 1 | -2 | -2 | -2 | 1 | -2 | -2 | -2 | 1 | 1 | 1 | 1 | -2 | -2 | -2 | 1 | -2 | -2 | 1 | 1 | -2 | 1 | -2 | -1 | 1 | 1 | 1 | 1 | 1 | 2 | -2 | 1 | 1 | 1 | 1 | -1 | -2 | 1 | 1 | 1 | 1 | 1 | -2 | 1 | -2 | -2 | -2 | 1 | -2 | -2 | 1 | -1 | -2 | -2 |  | -2
ChargeTronix | CTX-C32-240-1 | FLUX AC 32A | EPRI | AC | 7.6 | 2024-11-15 | 2024-11-15 | Network Capable |  | Single port. | Single port. | 2 | -2 | -2 | 1 | -1 | 1 | -2 | -2 | -2 | -2 | -2 | -2 | 1 | -2 | -2 | -1 | -1 | 2 | -1 | 2 | 1 | 1 | -2 | 1 | 1 | 1 | 1 | 1 | 1 | 1 | 1 | 1 | 1 | -1 | -1 | -1 | 1 | 1 | 1 | 1 | -1 | -1 | -2 | 1 | -2 | -2 | -2 | -2 | -2 | -2 | -2 | -2 | -2 | -2 | -2 | -2 | -2 | -2 | -2 | -2 | 1 | -2 | -2 | -2 | -2 | 1 | -2 | -2 | -2 | 1 | -1 | 1 | 1 | -2 | -2 | -2 | -2 | -2 | 1 | -1 | -1 | 1 | -2 | 1 | -2 | -2 | 1 | 1 | 1 | 1 | 2 | 2 | 1 | 1 | 1 | 1 | -1 | -2 | -1 | 1 | 1 | 1 | 1 | -2 | 1 | -2 | -2 | -2 | 1 | 1 | 1 | 1 | -1 | -2 | -2 |  | -2
ChargeTronix | CTX-C40-240-1 | FLUX AC 40A | EPRI/SCE | AC | 9.6 | 2025-08-25 | 2025-07-23 | Network Capable |  | Single port. | Single port | 2 | -2 | -2 | 1 | -1 | 1 | -2 | -2 | -2 | -2 | -2 | -2 | 1 | -2 | -2 | -1 | -1 | 2 | -1 | 2 | 1 | 1 | -2 | 1 | 1 | 1 | 1 | 1 | 1 | 1 | 1 | 1 | 1 | -1 | -1 | -1 | 1 | 1 | 1 | 1 | -1 | -1 | -2 | 1 | -2 | -2 | -2 | -2 | -2 | -2 | -2 | -2 | -2 | -2 | -2 | -2 | -2 | -2 | -2 | -2 | 1 | -2 | -2 | -2 | -2 | 1 | -2 | -2 | -2 | 1 | -1 | 1 | 1 | -2 | -2 | -2 | -2 | -2 | 1 | -1 | -1 | 1 | -2 | 1 | -2 | -2 | 1 | 1 | 1 | 1 | 2 | 2 | 1 | 1 | 1 | 1 | -1 | -2 | -1 | 1 | 1 | 1 | 1 | -2 | 1 | -2 | -2 | -2 | 1 | 1 | 1 | 1 | -1 | -2 | -2 |  | -2
ChargeTronix | CTX-C40-240-2 | FLUX AC Dual 40A | EPRI | AC | 19.2 | 2024-11-15 | 2024-11-15 | Network Capable |  | Dual port. | Dual port. | 2 | -2 | -2 | 1 | -1 | 1 | -2 | -2 | -2 | -2 | -2 | -2 | 1 | -2 | -2 | -1 | -1 | 2 | -1 | 2 | 1 | 1 | -2 | 1 | 1 | 1 | 1 | 1 | 1 | 1 | 1 | 1 | 1 | -1 | -1 | -1 | 1 | 1 | 1 | 1 | -1 | -1 | -2 | 1 | -2 | -2 | -2 | -2 | -2 | -2 | -2 | -2 | -2 | -2 | -2 | -2 | -2 | -2 | -2 | -2 | 1 | -2 | -2 | -2 | -2 | 1 | -2 | -2 | -2 | 1 | -1 | 1 | 1 | -2 | -2 | -2 | -2 | -2 | 1 | -1 | -1 | 1 | -2 | 1 | -2 | -2 | 1 | 1 | 1 | 1 | 2 | 2 | 1 | 1 | 1 | 1 | -1 | -2 | -1 | 1 | 1 | 1 | 1 | -2 | 1 | -2 | -2 | -2 | 1 | -1 | 1 | 1 | -1 | -2 | -2 |  | -2
ChargeTronix | CTX-C48-240-1 | FLUX AC 48A | EPRI | AC | 11.5 | 2024-11-15 | 2024-11-15 | Network Capable |  | Single port. | Single port. | 2 | -2 | -2 | 1 | -1 | 1 | -2 | -2 | -2 | -2 | -2 | -2 | 1 | -2 | -2 | -1 | -1 | 2 | -1 | 2 | 1 | 1 | -2 | 1 | 1 | 1 | 1 | 1 | 1 | 1 | 1 | 1 | 1 | -1 | -1 | -1 | 1 | 1 | 1 | 1 | -1 | -1 | -2 | 1 | -2 | -2 | -2 | -2 | -2 | -2 | -2 | -2 | -2 | -2 | -2 | -2 | -2 | -2 | -2 | -2 | 1 | -2 | -2 | -2 | -2 | 1 | -2 | -2 | -2 | 1 | -1 | 1 | 1 | -2 | -2 | -2 | -2 | -2 | 1 | -1 | -1 | 1 | -2 | 1 | -2 | -2 | 1 | 1 | 1 | 1 | 2 | 2 | 1 | 1 | 1 | 1 | -1 | -2 | -1 | 1 | 1 | 1 | 1 | -2 | 1 | -2 | -2 | -2 | 1 | -1 | 1 | 1 | -1 | -2 | -2 |  | -2
ChargeTronix | CTX-C80-240-1 | FLUX AC Single 80A | EPRI | AC | 19.2 | 2024-11-15 | 2024-11-15 | Network Capable |  | Single port. | Single port. | 2 | -2 | -2 | 1 | -1 | 1 | -2 | -2 | -2 | -2 | -2 | -2 | 1 | -2 | -2 | -1 | -1 | 2 | -1 | -1 | 1 | 1 | -2 | 1 | 1 | 1 | 1 | 1 | 1 | 1 | 1 | 1 | 1 | -1 | -1 | -1 | 1 | 1 | 1 | 1 | -1 | -1 | -2 | 1 | -2 | -2 | -2 | -2 | -2 | -2 | -2 | -2 | -2 | -2 | -2 | -2 | -2 | -2 | -2 | -2 | 1 | -2 | -2 | -2 | -2 | 1 | -2 | -2 | -2 | 1 | -1 | 1 | 1 | -2 | -2 | -2 | -2 | -2 | 1 | -1 | -1 | 1 | -2 | 1 | -2 | -2 | 1 | 1 | 1 | 1 | 2 | 2 | 1 | 1 | 1 | 1 | -1 | -2 | -1 | 1 | 1 | 1 | 1 | -2 | 1 | -2 | -2 | -2 | 1 | -1 | 1 | 1 | -1 | -2 | -2 |  | -2
ChargeTronix | CTX-C80-240-2 | FLUX AC Dual 80A | EPRI | AC | 19.2 | 2024-11-15 | 2024-11-15 | Network Capable |  | Dual port. | Dual port. | 2 | -2 | -2 | 1 | -1 | 1 | -2 | -2 | -2 | -2 | -2 | -2 | 1 | -2 | -2 | -1 | -1 | 2 | -1 | -1 | 1 | 1 | -2 | 1 | 1 | 1 | 1 | 1 | 1 | 1 | 1 | 1 | 1 | -1 | -1 | -1 | 1 | 1 | 1 | 1 | -1 | -1 | -2 | 1 | -2 | -2 | -2 | -2 | -2 | -2 | -2 | -2 | -2 | -2 | -2 | -2 | -2 | -2 | -2 | -2 | 1 | -2 | -2 | -2 | -2 | 1 | -2 | -2 | -2 | 1 | -1 | 1 | 1 | -2 | -2 | -2 | -2 | -2 | 1 | -1 | -1 | 1 | -2 | 1 | -2 | -2 | 1 | 1 | 1 | 1 | 2 | 2 | 1 | 1 | 1 | 1 | -1 | -2 | -1 | 1 | 1 | 1 | 1 | -2 | 1 | -2 | -2 | -2 | 1 | -1 | 1 | 1 | -1 | -2 | -2 |  | -2
ChargeTronix | CTX-CAC48 | FLUX AC | EPRI | AC | 11.6 | 2024-07-19 | 2024-07-19 | Network Capable | NA | Single port. | Single port. | 2 | -2 | -2 | 1 | -1 | 1 | -2 | -2 | -2 | -2 | -2 | -2 | 1 | -2 | -2 | -1 | -1 | 2 | -1 | -1 | 1 | 1 | -2 | 1 | 1 | 1 | 1 | 1 | 1 | 1 | 1 | 1 | 1 | -1 | -1 | -1 | 1 | 1 | 1 | 1 | -1 | -1 | -2 | 1 | -2 | -2 | -2 | -2 | -2 | -2 | -2 | -2 | -2 | -2 | -2 | -2 | -2 | -2 | -2 | -2 | 1 | -2 | 1 | -2 | -2 | 1 | -2 | -1 | -1 | 1 | -1 | 1 | 1 | -2 | -2 | -2 | -1 | -1 | 1 | -1 | -1 | 1 | -2 | 1 | -2 | -2 | 1 | 1 | 1 | 1 | 2 | 2 | 1 | -1 | 1 | 1 | -1 | -2 | -1 | 1 | 1 | 1 | 1 | -2 | 1 | -2 | -2 | -2 | 1 | -1 | 1 | 1 | -1 | -2 | -2 |  | -2
ChargeTronix | Power Cabinet: CTX-DSPB-360 Dispenser: CTX-DST | Nexus 360kW Distributed System | EPRI | DC | 360 | 2025-04-02 | 2024-12-13 | Network Capable |  | Up to 6 ports. | Up to 6 ports. | -2 | 2 | -2 | -2 | -2 | -2 | 1 | 1 | 1 | 1 | -2 | -2 | -2 | 1 | -2 | -1 | -1 | -1 | -1 | -1 | 1 | -2 | 1 | 1 | 1 | 1 | 1 | 1 | 1 | 1 | 1 | 1 | 1 | -1 | -1 | -1 | 1 | 1 | 1 | 1 | -1 | -1 | -2 | 1 | -2 | -2 | -2 | -2 | -2 | -2 | -2 | -2 | -2 | -2 | -2 | -2 | -2 | -2 | -2 | -2 | -2 | 1 | -2 | -2 | -2 | 1 | -2 | -2 | -2 | 1 | 1 | 1 | 1 | -2 | -2 | -2 | 1 | -2 | -2 | 1 | 1 | -2 | 1 | -2 | 1 | 1 | 1 | 1 | 1 | 1 | 2 | -2 | 1 | 1 | 1 | 1 | -1 | -2 | 1 | 1 | 1 | 1 | 1 | -2 | 1 | -2 | -2 | -2 | 1 | -2 | -2 | 1 | -1 | -2 | -2 |  | -2
ChargeTronix | Power Cabinet: CTX-DSPB-480 Dispenser: CTX-DST | Nexus 480kW Distributed System | EPRI | DC | 480 | 2025-04-02 | 2024-12-13 | Network Capable |  | Up to 6 ports. | Up to 6 ports. | -2 | 2 | -2 | -2 | -2 | -2 | 1 | 1 | 1 | 1 | -2 | -2 | -2 | 1 | -2 | -1 | -1 | -1 | -1 | -1 | 1 | -2 | 1 | 1 | 1 | 1 | 1 | 1 | 1 | 1 | 1 | 1 | 1 | -1 | -1 | -1 | 1 | 1 | 1 | 1 | -1 | -1 | -2 | 1 | -2 | -2 | -2 | -2 | -2 | -2 | -2 | -2 | -2 | -2 | -2 | -2 | -2 | -2 | -2 | -2 | -2 | 1 | -2 | -2 | -2 | 1 | -2 | -2 | -2 | 1 | 1 | 1 | 1 | -2 | -2 | -2 | 1 | -2 | -2 | 1 | 1 | -2 | 1 | -2 | 1 | 1 | 1 | 1 | 1 | 1 | 2 | -2 | 1 | 1 | 1 | 1 | -1 | -2 | 1 | 1 | 1 | 1 | 1 | -2 | 1 | -2 | -2 | -2 | 1 | -2 | -2 | 1 | -1 | -2 | -2 |  | -2
ChargeTronix | TP-EVPD-120kW | 120kW DCFC | EPRI | DC | 120 | 2025-08-18 | 2024-07-19 | Network Capable | NA | Dual port. | Dual Port ; either 2 x CCS or 1x CCS + 1x CHAdeMO or or 1x CCS + 1x NACS or 2 x NACS | -2 | 2 | -2 | -2 | -2 | -2 | 1 | 1 | 1 | 0 | -2 | -2 | -2 | 1 | -2 | 2 | -2 | 2 | -1 | -1 | 1 | -2 | 1 | 1 | 1 | 1 | 1 | 0 | 0 | 0 | 0 | 1 | 1 | -1 | -1 | -1 | 1 | 1 | 1 | 1 | -1 | -1 | -2 | 1 | -2 | -2 | -2 | -2 | -2 | -2 | -2 | -2 | -2 | -2 | -2 | -2 | -2 | -2 | -2 | -2 | -2 | 1 | 1 | -2 | -2 | 1 | -2 | 1 | 1 | 1 | 0 | 0 | 0 | -2 | -2 | -2 | 0 | 0 | -2 | 1 | 1 | -2 | 1 | -2 | 0 | 0 | 0 | 0 | 0 | 0 | 2 | -2 | 0 | 1 | 0 | 0 | 0 | -2 | 0 | 0 | 0 | 0 | 0 | -2 | 0 | -2 | -2 | -2 | 0 | -2 | -2 | 1 | -1 | -2 | -2 |  | -2
ChargeTronix | TP-EVPD-160kW | 160kW DCFC | EPRI | DC | 160 | 2025-02-06 | 2024-07-19 | Network Capable | NA | Dual port. | Dual Port ; either 2 x CCS or 1x CCS + 1x CHAdeMO or or 1x CCS + 1x NACS or 2 x NACS | -2 | 2 | -2 | -2 | -2 | -2 | 1 | 1 | 1 | 0 | -2 | -2 | -2 | 1 | -2 | 2 | -2 | -1 | -1 | -1 | 1 | -2 | 1 | 1 | 1 | 1 | 1 | 1 | 1 | 1 | 1 | 1 | 1 | -1 | 2 | 2 | 1 | 1 | 1 | 1 | -1 | -1 | -2 | 1 | -2 | -2 | -2 | -2 | -2 | -2 | -2 | -2 | -2 | -2 | -2 | -2 | -2 | -2 | -2 | -2 | -2 | 1 | 1 | -2 | -2 | 1 | -2 | 1 | 1 | 1 | 1 | 1 | 1 | -2 | -2 | -2 | 1 | 1 | -2 | 1 | 1 | -2 | 1 | -2 | 1 | 1 | 1 | 1 | 1 | 1 | 2 | -2 | 1 | 1 | 1 | 1 | 1 | -2 | 1 | 1 | 1 | 1 | 1 | -2 | 1 | -2 | -2 | -2 | 1 | -2 | -2 | 1 | -1 | -2 | -2 |  | -2
ChargeTronix | TP-EVPD-180kW | 180kW DCFC | EPRI | DC | 180 | 2025-02-06 | 2024-07-19 | Network Capable | NA | Dual port. | Dual Port ; either 2 x CCS or 1x CCS + 1x CHAdeMO or or 1x CCS + 1x NACS or 2 x NACS | -2 | 2 | -2 | -2 | -2 | -2 | 1 | 1 | 1 | 0 | -2 | -2 | -2 | 1 | -2 | 2 | -2 | 2 | -1 | -1 | 1 | -2 | 1 | 1 | 1 | 1 | 1 | 1 | 1 | 1 | 1 | 1 | 1 | -1 | -1 | -1 | 1 | 1 | 1 | 1 | -1 | -1 | -2 | 1 | -2 | -2 | -2 | -2 | -2 | -2 | -2 | -2 | -2 | -2 | -2 | -2 | -2 | -2 | -2 | -2 | -2 | 1 | 1 | -2 | -2 | 1 | -2 | 1 | 1 | 1 | 1 | 1 | 1 | -2 | -2 | -2 | 1 | 1 | -2 | 1 | 1 | -2 | 1 | -2 | 1 | 1 | 1 | 1 | 1 | 1 | 2 | -2 | 1 | 1 | 1 | 1 | 1 | -2 | 1 | 1 | 1 | 1 | 1 | -2 | 1 | -2 | -2 | -2 | 1 | -2 | -2 | 1 | -1 | -2 | -2 |  | -2
ChargeTronix | TP-EVPD-200kW | 200kW | EPRI | DC | 200 | 2025-02-06 | 2024-07-19 | Network Capable | NA | Dual port. | Dual Port ; either 2 x CCS or 1x CCS + 1x CHAdeMO or or 1x CCS + 1x NACS or 2 x NACS | -2 | 2 | -2 | -2 | -2 | -2 | 1 | 1 | 1 | 0 | -2 | -2 | -2 | 1 | -2 | 2 | -2 | -1 | -1 | -1 | 1 | -2 | 1 | 1 | 1 | 1 | 1 | 0 | 0 | 0 | 0 | 1 | 1 | -1 | -1 | -1 | 1 | 1 | 1 | 1 | -1 | -1 | -2 | 1 | -2 | -2 | -2 | -2 | -2 | -2 | -2 | -2 | -2 | -2 | -2 | -2 | -2 | -2 | -2 | -2 | -2 | 1 | 1 | -2 | -2 | 1 | -2 | 1 | 1 | 1 | 0 | 0 | 0 | -2 | -2 | -2 | 0 | 0 | -2 | 1 | 1 | -2 | 1 | -2 | 1 | 1 | 1 | 1 | 1 | 1 | 2 | -2 | 1 | 1 | 0 | 1 | 0 | -2 | 1 | 1 | 1 | 1 | 1 | -2 | 1 | -2 | -2 | -2 | 0 | -2 | -2 | 1 | -1 | -2 | -2 |  | -2
ChargeTronix | TP-EVPD-240kW | 240kW DCFC | EPRI | DC | 240 | 2025-02-06 | 2024-07-19 | Network Capable | NA | Dual port. | Dual Port ; either 2 x CCS or 1x CCS + 1x CHAdeMO or or 1x CCS + 1x NACS or 2 x NACS | -2 | 2 | -2 | -2 | -2 | -2 | 1 | 1 | 1 | 0 | -2 | -2 | -2 | 1 | -2 | 2 | -2 | -1 | -1 | -1 | 1 | -2 | 1 | 1 | 1 | 1 | 1 | 0 | 0 | 0 | 0 | 1 | 1 | -1 | -1 | -1 | 1 | 1 | 1 | 1 | -1 | -1 | -2 | 1 | -2 | -2 | -2 | -2 | -2 | -2 | -2 | -2 | -2 | -2 | -2 | -2 | -2 | -2 | -2 | -2 | -2 | 1 | 1 | -2 | -2 | 1 | -2 | 1 | 1 | 1 | 0 | 0 | 0 | -2 | -2 | -2 | 0 | 0 | -2 | 1 | 1 | -2 | 1 | -2 | 1 | 1 | 1 | 1 | 1 | 1 | 2 | -2 | 1 | 1 | 0 | 1 | 0 | -2 | 1 | 1 | 1 | 1 | 1 | -2 | 1 | -2 | -2 | -2 | 0 | -2 | -2 | 1 | -1 | -2 | -2 |  | -2
ChargeTronix | TP-EVPD-300kW | 300kW DCFC | EPRI | DC | 300 | 2025-02-06 | 2024-07-19 | Network Capable | NA | Dual port. | Dual Port ; either 2 x CCS or 1x CCS + 1x CHAdeMO or or 1x CCS + 1x NACS or 2 x NACS | -2 | 2 | -2 | -2 | -2 | -2 | 1 | 1 | 1 | 0 | -2 | -2 | -2 | 1 | -2 | 2 | -2 | 2 | -1 | -1 | 1 | -2 | 1 | 1 | 1 | 1 | 1 | 1 | 1 | 1 | 1 | 1 | 1 | -1 | -1 | -1 | 1 | 1 | 1 | 1 | -1 | -1 | -2 | 1 | -2 | -2 | -2 | -2 | -2 | -2 | -2 | -2 | -2 | -2 | -2 | -2 | -2 | -2 | -2 | -2 | -2 | 1 | 1 | -2 | -2 | 1 | -2 | 1 | 1 | 1 | 1 | 1 | 1 | -2 | -2 | -2 | 1 | 1 | -2 | 1 | 1 | -2 | 1 | -2 | 1 | 1 | 1 | 1 | 1 | 1 | 2 | -2 | 1 | 1 | 1 | 1 | 1 | -2 | 1 | 1 | 1 | 1 | 1 | -2 | 1 | -2 | -2 | -2 | 1 | -2 | -2 | 1 | -1 | -2 | -2 |  | -2
ChargeTronix | TP-EVPD-30kW | 30kW DCFC | EPRI | DC | 30 | 2025-02-06 | 2024-07-19 | Network Capable | NA | Single port. | Single Port ; CCS1 or CHAdeMO or NACS | -2 | 2 | -2 | -2 | -2 | -2 | 1 | 1 | 1 | 0 | -2 | -2 | -2 | 1 | -2 | 2 | -2 | 2 | -1 | -1 | 1 | -2 | 1 | 1 | 1 | 1 | 1 | 0 | 0 | 0 | 0 | 1 | 1 | -1 | -1 | -1 | 1 | 1 | 1 | 1 | -1 | -1 | -2 | 1 | -2 | -2 | -2 | -2 | -2 | -2 | -2 | -2 | -2 | -2 | -2 | -2 | -2 | -2 | -2 | -2 | -2 | 1 | 1 | -2 | -2 | 1 | -2 | 1 | 1 | 1 | 0 | 0 | 0 | -2 | -2 | -2 | 0 | 0 | -2 | 1 | 1 | -2 | 1 | -2 | 1 | 0 | 0 | 0 | 0 | 0 | 2 | -2 | 0 | 0 | 0 | 0 | 0 | -2 | 0 | 0 | 0 | 0 | 0 | -2 | 0 | -2 | -2 | -2 | 0 | -2 | -2 | 1 | -1 | -2 | -2 |  | -2
ChargeTronix | TP-EVPD-360kW | 360kW DCFC | EPRI | DC | 360 | 2025-02-06 | 2024-07-19 | Network Capable | NA | Dual port. | Dual Port ; either 2 x CCS or 1x CCS + 1x CHAdeMO or or 1x CCS + 1x NACS or 2 x NACS | -2 | 2 | -2 | -2 | -2 | -2 | 1 | 1 | 1 | 0 | -2 | -2 | -2 | 1 | -2 | 2 | -2 | -1 | -1 | -1 | 1 | -2 | 1 | 1 | 1 | 1 | 1 | 1 | 1 | 1 | 1 | 1 | 1 | -1 | -1 | -1 | 1 | 1 | 1 | 1 | -1 | -1 | -2 | 1 | -2 | -2 | -2 | -2 | -2 | -2 | -2 | -2 | -2 | -2 | -2 | -2 | -2 | -2 | -2 | -2 | -2 | 1 | 1 | -2 | -2 | 1 | -2 | 1 | 1 | 1 | 1 | 1 | 1 | -2 | -2 | -2 | 1 | 1 | -2 | 1 | 1 | -2 | 1 | -2 | 1 | 1 | 1 | 1 | 1 | 1 | 2 | -2 | 1 | 1 | 1 | 1 | 1 | -2 | 1 | 1 | 1 | 1 | 1 | -2 | 1 | -2 | -2 | -2 | 1 | -2 | -2 | 1 | -1 | -2 | -2 |  | -2
ChargeTronix | TP-EVPD-60kW | 60kW DCFC | EPRI | DC | 60 | 2025-02-06 | 2024-07-19 | Network Capable | NA | Dual port. | Dual Port ; either 2 x CCS or 1x CCS + 1x CHAdeMO or or 1x CCS + 1x NACS or 2 x NACS | -2 | 2 | -2 | -2 | -2 | -2 | 1 | 1 | 1 | 0 | -2 | -2 | -2 | 1 | -2 | 2 | -2 | 2 | -1 | -1 | 1 | -2 | 1 | 1 | 1 | 1 | 1 | 0 | 0 | 0 | 0 | 1 | 1 | -1 | -1 | -1 | 1 | 1 | 1 | 1 | -1 | -1 | -2 | 1 | -2 | -2 | -2 | -2 | -2 | -2 | -2 | -2 | -2 | -2 | -2 | -2 | -2 | -2 | -2 | -2 | -2 | 1 | 1 | -2 | -2 | 1 | -2 | 1 | 1 | 1 | 0 | 0 | 0 | -2 | -2 | -2 | 0 | 0 | -2 | 1 | 1 | -2 | 1 | -2 | 0 | 0 | 0 | 0 | 0 | 0 | 2 | -2 | 0 | 0 | 0 | 0 | 0 | -2 | 0 | 0 | 0 | 0 | 0 | -2 | 0 | -2 | -2 | -2 | 0 | -2 | -2 | 1 | -1 | -2 | -2 |  | -2
ChargeTronix | TP-EVVA-80A |  | EPRI | AC | 19.2 | 2025-02-06 | 2024-07-19 | Network Capable | NA |  | Networked charging station | 2 | -2 | -2 | 1 | 0 | 0 | -2 | -2 | -2 | -2 | -2 | -2 | 1 | -2 | -2 | -1 | -1 | -1 | -1 | -1 | 1 | 1 | -2 | 1 | 1 | 1 | 1 | 0 | 0 | 0 | 0 | 0 | 1 | -1 | -1 | -1 | 1 | 1 | 1 | 1 | -1 | -1 | -2 | 1 | -2 | -2 | -2 | -2 | -2 | -2 | -2 | -2 | -2 | -2 | -2 | -2 | -2 | -2 | -2 | -2 | 1 | -2 | 1 | -2 | -2 | 1 | -2 | 1 | -1 | 1 | 0 | 0 | 0 | -2 | -2 | -2 | 0 | 0 | -1 | 0 | -2 | 1 | -2 | 0 | -2 | -2 | 0 | 0 | 0 | 0 | 2 | 0 | 0 | 0 | 0 | 0 | 0 | -2 | 0 | 0 | 0 | 0 | 0 | -2 | 0 | -2 | -2 | -2 | 0 | -1 | 1 | 1 | -1 | -2 | -2 |  | -2
ChargeTronix | TP-V2G-20-480 |  | EPRI | DC V2G | 20 | 2025-02-06 | 2025-02-06 | Network Capable | NA |  | Bidirectional charger | -2 | 2 | -2 | -2 | -2 | -2 | 1 | 0 | 0 | 0 | -2 | -2 | -2 | 1 | -2 | -1 | -1 | -1 | -1 | -1 | 1 | -2 | 1 | 1 | 1 | 1 | 1 | 0 | 0 | 0 | 0 | 1 | 1 | -1 | -1 | -1 | 1 | 1 | 1 | 1 | -1 | -1 | -2 | 1 | -2 | -2 | -2 | -2 | -2 | -2 | -2 | -2 | -2 | -2 | -2 | -2 | -2 | -2 | -2 | -2 | -2 | 1 | -1 | -2 | -2 | 1 | -2 | -1 | -1 | 1 | -1 | 1 | 1 | -2 | -2 | -2 | 1 | 1 | -2 | -1 | -2 | -2 | 1 | -2 | -1 | -1 | -1 | -1 | -1 | -1 | 2 | -2 | -1 | 1 | -1 | 1 | -1 | -2 | -1 | -1 | -1 | -1 | -1 | -2 | -1 | -2 | -2 | -2 | 0 | -2 | -2 | 1 | -1 | -2 | -2 |  | -2
ChargeTronix | TP-V2G-30-480 |  | EPRI | DC V2G | 30 | 2025-02-06 | 2025-02-06 | Network Capable | NA |  | Bidirectional charger | -2 | 2 | -2 | -2 | -2 | -2 | 1 | 0 | 0 | 0 | -2 | -2 | -2 | 1 | -2 | -1 | -1 | -1 | -1 | -1 | 1 | -2 | 1 | 1 | 1 | 1 | 1 | 0 | 0 | 0 | 0 | 1 | 1 | -1 | -1 | -1 | 1 | 1 | 1 | 1 | -1 | -1 | -2 | 1 | -2 | -2 | -2 | -2 | -2 | -2 | -2 | -2 | -2 | -2 | -2 | -2 | -2 | -2 | -2 | -2 | -2 | 1 | -1 | -2 | -2 | 1 | -2 | -1 | -1 | 1 | -1 | 1 | 1 | -2 | -2 | -2 | 1 | 1 | -2 | -1 | -2 | -2 | 1 | -2 | -1 | -1 | -1 | -1 | -1 | -1 | 2 | -2 | -1 | 1 | -1 | 1 | -1 | -2 | -1 | -1 | -1 | -1 | -1 | -2 | -1 | -2 | -2 | -2 | 0 | -2 | -2 | 1 | -1 | -2 | -2 |  | -2
ChargeTronix | TP-V2G-40-480 |  | EPRI | DC V2G | 40 | 2025-02-06 | 2025-02-06 | Network Capable | NA |  | Bidirectional charger | -2 | 2 | -2 | -2 | -2 | -2 | 1 | 0 | 0 | 0 | -2 | -2 | -2 | 1 | -2 | -1 | -1 | -1 | -1 | -1 | 1 | -2 | 1 | 1 | 1 | 1 | 1 | 0 | 0 | 0 | 0 | 1 | 1 | -1 | -1 | -1 | 1 | 1 | 1 | 1 | -1 | -1 | -2 | 1 | -2 | -2 | -2 | -2 | -2 | -2 | -2 | -2 | -2 | -2 | -2 | -2 | -2 | -2 | -2 | -2 | -2 | 1 | -1 | -2 | -2 | 1 | -2 | -1 | -1 | 1 | -1 | 1 | 1 | -2 | -2 | -2 | 1 | 1 | -2 | -1 | -2 | -2 | 1 | -2 | -1 | -1 | -1 | -1 | -1 | -1 | 2 | -2 | -1 | 1 | -1 | 1 | -1 | -2 | -1 | -1 | -1 | -1 | -1 | -2 | -1 | -2 | -2 | -2 | 0 | -2 | -2 | 1 | -1 | -2 | -2 |  | -2
ChargeTronix | TP-V2G-60-480 |  | EPRI | DC V2G | 60 | 2025-02-06 | 2025-02-06 | Network Capable | NA |  | Bidirectional charger | -2 | 2 | -2 | -2 | -2 | -2 | 1 | 0 | 0 | 0 | -2 | -2 | -2 | 1 | -2 | -1 | -1 | -1 | -1 | -1 | 1 | -2 | 1 | 1 | 1 | 1 | 1 | 0 | 0 | 0 | 0 | 1 | 1 | -1 | -1 | -1 | 1 | 1 | 1 | 1 | -1 | -1 | -2 | 1 | -2 | -2 | -2 | -2 | -2 | -2 | -2 | -2 | -2 | -2 | -2 | -2 | -2 | -2 | -2 | -2 | -2 | 1 | -1 | -2 | -2 | 1 | -2 | -1 | -1 | 1 | -1 | 1 | 1 | -2 | -2 | -2 | 1 | 1 | -2 | -1 | -2 | -2 | 1 | -2 | -1 | -1 | -1 | -1 | -1 | -1 | 2 | -2 | -1 | 1 | -1 | 1 | -1 | -2 | -1 | -1 | -1 | -1 | -1 | -2 | -1 | -2 | -2 | -2 | 0 | -2 | -2 | 1 | -1 | -2 | -2 |  | -2
ChargeTronix | UP160J-#MP-### | UP160J | EPRI | AC | 7.2 | 2025-02-06 | 2024-07-19 | Network Capable | NA | Dual Port | Dual Port, Must acquire Gateway for network connectivity | 2 | -2 | -2 | 1 | 0 | 0 | -2 | -2 | -2 | -2 | -2 | -2 | 1 | -2 | -2 | 2 | 0 | 2 | -1 | -1 | 1 | 1 | -2 | 1 | 1 | 1 | 1 | 0 | 0 | 0 | 0 | 0 | 1 | -1 | -1 | -1 | 1 | 1 | 1 | 1 | -1 | -1 | -2 | 1 | -2 | -2 | -2 | -2 | -2 | -2 | -2 | -2 | -2 | -2 | -2 | -2 | -2 | -2 | -2 | -2 | 1 | -2 | 1 | -2 | -2 | 1 | -2 | 1 | 1 | 1 | 0 | 0 | 0 | -2 | -2 | -2 | 0 | 0 | -1 | -1 | -2 | 1 | -2 | 0 | -2 | -2 | 0 | 0 | 0 | 0 | 2 | 0 | 0 | 0 | 0 | 0 | 0 | -2 | 0 | 0 | 0 | 0 | 0 | -2 | 0 | -2 | -2 | -2 | 0 | 1 | 1 | 1 | -1 | -2 | -2 |  | -2
ChargeTronix | UP80J-#MP-### | UP80J | EPRI | AC | 7.2 | 2025-02-06 | 2024-07-19 | Network Capable | NA | Single Port | Single Port, Must acquire Gateway for network connectivity | 2 | -2 | -2 | 1 | 0 | 0 | -2 | -2 | -2 | -2 | -2 | -2 | 1 | -2 | -2 | 2 | 0 | -1 | -1 | -1 | 1 | 1 | -2 | 1 | 1 | 1 | 1 | 0 | 0 | 0 | 0 | 0 | 1 | -1 | -1 | -1 | 1 | 1 | 1 | 1 | -1 | -1 | -2 | 1 | -2 | -2 | -2 | -2 | -2 | -2 | -2 | -2 | -2 | -2 | -2 | -2 | -2 | -2 | -2 | -2 | 1 | -2 | 1 | -2 | -2 | 1 | -2 | 1 | 1 | 1 | 0 | 0 | 0 | -2 | -2 | -2 | 0 | 0 | -1 | -1 | -2 | 1 | -2 | 0 | -2 | -2 | 0 | 0 | 0 | 0 | 2 | 0 | 0 | 0 | 0 | 0 | 0 | -2 | 0 | 0 | 0 | 0 | 0 | -2 | 0 | -2 | -2 | -2 | 0 | 1 | 1 | 1 | -1 | -2 | -2 |  | -2
ChargeUP |  |  | Eversource CT | NETWORK | NA | 2025-12-08 | 2025-12-08 | Network Software | ChargeUP |  |  | -2 | -2 | -2 | -2 | -2 | -2 | -2 | -2 | -2 | -2 | -2 | -2 | -2 | -2 | -2 | -2 | -2 | -2 | -2 | -2 | -2 | -2 | -2 | -2 | -2 | -2 | -2 | -2 | -2 | -2 | -2 | -2 | -2 | -2 | -2 | -2 | -2 | -2 | -2 | -2 | -2 | -2 | -2 | -2 | 0 | 0 | 0 | 0 | 0 | 0 | 0 | 0 | 0 | 0 | 0 | 0 | 0 | 0 | 0 | 0 | -2 | -2 | 0 | 0 | 0 | 0 | 0 | 0 | -2 | 0 | -2 | 0 | 0 | 0 | 0 | 0 | 0 | 0 | -2 | -2 | -2 | -2 | -2 | -2 | -2 | -2 | 0 | 0 | 0 | 0 | -2 | -2 | 0 | -2 | -2 | 0 | 0 | 0 | -2 | 0 | 0 | 0 | 0 | 0 | 0 | 0 | 0 | 0 | 0 | -2 | -2 | -2 | -2 | 0 | 0 |  | 1
Chargie | CH-L-48-PRA-1-18 |  | EPRI | AC | 11.52 | 2024-07-01 | 2024-07-01 | Fully Networked | Chargie |  |  | 2 | -2 | -2 | 1 | 0 | 0 | -2 | -2 | -2 | -2 | -2 | -2 | 1 | -2 | -2 | 2 | 0 | 2 | -1 | 2 | 1 | 1 | -2 | 1 | 1 | 1 | 1 | 0 | 0 | 0 | 0 | 0 | 1 | -1 | -1 | -1 | 1 | 1 | 1 | -1 | -1 | -1 | -2 | 1 | 0 | -1 | -1 | 0 | -2 | 0 | 0 | 0 | 0 | 0 | -1 | -1 | 0 | 1 | 2 | 0 | 1 | -2 | 1 | 1 | 1 | -1 | 1 | 1 | 1 | 1 | 0 | 0 | 0 | 0 | 0 | 0 | 0 | 0 | -1 | -1 | -2 | 1 | -2 | 1 | -2 | -2 | -1 | 1 | 1 | 1 | 2 | 2 | -1 | 1 | 0 | 1 | 0 | -1 | 1 | 1 | 1 | 1 | 1 | -1 | 1 | 1 | 1 | 1 | 0 | -1 | 1 | 1 | -1 | -2 | -2 |  | -2
Chargie | CH-L-48-PRA-1-18-32 |  | EPRI | AC | 7.68 | 2024-07-01 | 2024-07-01 | Fully Networked | Chargie |  |  | 2 | -2 | -2 | 1 | 0 | 0 | -2 | -2 | -2 | -2 | -2 | -2 | 1 | -2 | -2 | 2 | 0 | 2 | -1 | 2 | 1 | 1 | -2 | 1 | 1 | 1 | 1 | 0 | 0 | 0 | 0 | 0 | 1 | -1 | -1 | -1 | 1 | 1 | 1 | -1 | -1 | -1 | -2 | 1 | 0 | -1 | -1 | 0 | -2 | 0 | 0 | 0 | 0 | 0 | -1 | -1 | 0 | 1 | 2 | 0 | 1 | -2 | 1 | 1 | 1 | -1 | 1 | 1 | 1 | 1 | 0 | 0 | 0 | 0 | 0 | 0 | 0 | 0 | -1 | -1 | -2 | 1 | -2 | 1 | -2 | -2 | -1 | 1 | 1 | 1 | 2 | 2 | -1 | 1 | 0 | 1 | 0 | -1 | 1 | 1 | 1 | 1 | 1 | -1 | 1 | 1 | 1 | 1 | 0 | 1 | 1 | 1 | -1 | -2 | -2 |  | -2
Chargie | CH-L-48-PRA-1-18-40 |  | EPRI | AC | 9.6 | 2024-07-01 | 2024-07-01 | Fully Networked | Chargie |  |  | 2 | -2 | -2 | 1 | 0 | 0 | -2 | -2 | -2 | -2 | -2 | -2 | 1 | -2 | -2 | 2 | 0 | 2 | -1 | 2 | 1 | 1 | -2 | 1 | 1 | 1 | 1 | 0 | 0 | 0 | 0 | 0 | 1 | -1 | -1 | -1 | 1 | 1 | 1 | -1 | -1 | -1 | -2 | 1 | 0 | -1 | -1 | 0 | -2 | 0 | 0 | 0 | 0 | 0 | -1 | -1 | 0 | 1 | 2 | 0 | 1 | -2 | 1 | 1 | 1 | -1 | 1 | 1 | 1 | 1 | 0 | 0 | 0 | 0 | 0 | 0 | 0 | 0 | -1 | -1 | -2 | 1 | -2 | 1 | -2 | -2 | -1 | 1 | 1 | 1 | 2 | 2 | -1 | 1 | 0 | 1 | 0 | -1 | 1 | 1 | 1 | 1 | 1 | -1 | 1 | 1 | 1 | 1 | 0 | 1 | 1 | 1 | -1 | -2 | -2 |  | -2
Chargie | CH-L-48-PRA-1-25 |  | EPRI | AC | 11.52 | 2024-07-01 | 2024-07-01 | Fully Networked | Chargie |  |  | 2 | -2 | -2 | 1 | 0 | 0 | -2 | -2 | -2 | -2 | -2 | -2 | 1 | -2 | -2 | 2 | 0 | 2 | -1 | 2 | 1 | 1 | -2 | 1 | 1 | 1 | 1 | 0 | 0 | 0 | 0 | 0 | 1 | -1 | -1 | -1 | 1 | 1 | 1 | -1 | -1 | -1 | -2 | 1 | 0 | -1 | -1 | 0 | -2 | 0 | 0 | 0 | 0 | 0 | -1 | -1 | 0 | 1 | 2 | 0 | 1 | -2 | 1 | 1 | 1 | -1 | 1 | 1 | 1 | 1 | 0 | 0 | 0 | 0 | 0 | 0 | 0 | 0 | -1 | -1 | -2 | 1 | -2 | 1 | -2 | -2 | -1 | 1 | 1 | 1 | 2 | 2 | -1 | 1 | 0 | 1 | 0 | -1 | 1 | 1 | 1 | 1 | 1 | -1 | 1 | 1 | 1 | 1 | 0 | -1 | 1 | 1 | -1 | -2 | -2 |  | -2
Chargie | CH-L-48-PRA-1-25-32 |  | EPRI | AC | 7.68 | 2024-07-01 | 2024-07-01 | Fully Networked | Chargie |  |  | 2 | -2 | -2 | 1 | 0 | 0 | -2 | -2 | -2 | -2 | -2 | -2 | 1 | -2 | -2 | 2 | 0 | 2 | -1 | 2 | 1 | 1 | -2 | 1 | 1 | 1 | 1 | 0 | 0 | 0 | 0 | 0 | 1 | -1 | -1 | -1 | 1 | 1 | 1 | -1 | -1 | -1 | -2 | 1 | 0 | -1 | -1 | 0 | -2 | 0 | 0 | 0 | 0 | 0 | -1 | -1 | 0 | 1 | 2 | 0 | 1 | -2 | 1 | 1 | 1 | -1 | 1 | 1 | 1 | 1 | 0 | 0 | 0 | 0 | 0 | 0 | 0 | 0 | -1 | -1 | -2 | 1 | -2 | 1 | -2 | -2 | -1 | 1 | 1 | 1 | 2 | 2 | -1 | 1 | 0 | 1 | 0 | -1 | 1 | 1 | 1 | 1 | 1 | -1 | 1 | 1 | 1 | 1 | 0 | 1 | 1 | 1 | -1 | -2 | -2 |  | -2
Chargie | CH-L-48-PRA-1-25-40 |  | EPRI | AC | 9.6 | 2024-07-01 | 2024-07-01 | Fully Networked | Chargie |  |  | 2 | -2 | -2 | 1 | 0 | 0 | -2 | -2 | -2 | -2 | -2 | -2 | 1 | -2 | -2 | 2 | 0 | 2 | -1 | 2 | 1 | 1 | -2 | 1 | 1 | 1 | 1 | 0 | 0 | 0 | 0 | 0 | 1 | -1 | -1 | -1 | 1 | 1 | 1 | -1 | -1 | -1 | -2 | 1 | 0 | -1 | -1 | 0 | -2 | 0 | 0 | 0 | 0 | 0 | -1 | -1 | 0 | 1 | 2 | 0 | 1 | -2 | 1 | 1 | 1 | -1 | 1 | 1 | 1 | 1 | 0 | 0 | 0 | 0 | 0 | 0 | 0 | 0 | -1 | -1 | -2 | 1 | -2 | 1 | -2 | -2 | -1 | 1 | 1 | 1 | 2 | 2 | -1 | 1 | 0 | 1 | 0 | -1 | 1 | 1 | 1 | 1 | 1 | -1 | 1 | 1 | 1 | 1 | 0 | 1 | 1 | 1 | -1 | -2 | -2 |  | -2
Chargie | CH-L-48-PRAC-1-18 |  | EPRI | AC | 11.52 | 2025-08-29 | 2024-07-01 | Fully Networked | Chargie |  |  | 2 | -2 | -2 | 1 | 0 | 0 | -2 | -2 | -2 | -2 | -2 | -2 | 1 | -2 | -2 | 2 | 0 | 2 | -1 | 2 | 1 | 1 | -2 | 1 | 1 | 1 | 1 | 0 | 0 | 0 | 0 | 0 | 1 | -1 | -1 | -1 | 1 | 1 | 1 | -1 | -1 | -1 | -2 | 1 | 0 | -1 | -1 | 0 | -2 | 0 | 0 | 0 | 0 | 0 | -1 | -1 | 0 | 1 | 2 | 0 | 1 | -2 | 1 | 1 | 1 | -1 | 1 | 1 | 1 | 1 | 0 | 0 | 0 | 0 | 0 | 0 | 0 | 0 | 1 | -1 | -2 | 1 | -2 | 1 | -2 | -2 | -1 | 1 | 1 | 1 | 2 | 2 | -1 | 1 | 0 | 1 | 0 | -1 | 1 | 1 | 1 | 1 | 1 | -1 | 1 | 1 | 1 | 1 | 0 | -1 | 1 | 1 | -1 | -2 | -2 |  | -2
Chargie | CH-L-48-PRAC-1-18-32 |  | EPRI | AC | 7.68 | 2025-08-29 | 2024-07-01 | Fully Networked | Chargie |  |  | 2 | -2 | -2 | 1 | 0 | 0 | -2 | -2 | -2 | -2 | -2 | -2 | 1 | -2 | -2 | 2 | 0 | 2 | -1 | 2 | 1 | 1 | -2 | 1 | 1 | 1 | 1 | 0 | 0 | 0 | 0 | 0 | 1 | -1 | -1 | -1 | 1 | 1 | 1 | -1 | -1 | -1 | -2 | 1 | 0 | -1 | -1 | 0 | -2 | 0 | 0 | 0 | 0 | 0 | -1 | -1 | 0 | 1 | 2 | 0 | 1 | -2 | 1 | 1 | 1 | -1 | 1 | 1 | 1 | 1 | 0 | 0 | 0 | 0 | 0 | 0 | 0 | 0 | 1 | -1 | -2 | 1 | -2 | 1 | -2 | -2 | -1 | 1 | 1 | 1 | 2 | 2 | -1 | 1 | 0 | 1 | 0 | -1 | 1 | 1 | 1 | 1 | 1 | -1 | 1 | 1 | 1 | 1 | 0 | 1 | 1 | 1 | -1 | -2 | -2 |  | -2
Chargie | CH-L-48-PRAC-1-18-40 |  | EPRI | AC | 9.6 | 2025-08-29 | 2024-07-01 | Fully Networked | Chargie |  |  | 2 | -2 | -2 | 1 | 0 | 0 | -2 | -2 | -2 | -2 | -2 | -2 | 1 | -2 | -2 | 2 | 0 | 2 | -1 | 2 | 1 | 1 | -2 | 1 | 1 | 1 | 1 | 0 | 0 | 0 | 0 | 0 | 1 | -1 | -1 | -1 | 1 | 1 | 1 | -1 | -1 | -1 | -2 | 1 | 0 | -1 | -1 | 0 | -2 | 0 | 0 | 0 | 0 | 0 | -1 | -1 | 0 | 1 | 2 | 0 | 1 | -2 | 1 | 1 | 1 | -1 | 1 | 1 | 1 | 1 | 0 | 0 | 0 | 0 | 0 | 0 | 0 | 0 | 1 | -1 | -2 | 1 | -2 | 1 | -2 | -2 | -1 | 1 | 1 | 1 | 2 | 2 | -1 | 1 | 0 | 1 | 0 | -1 | 1 | 1 | 1 | 1 | 1 | -1 | 1 | 1 | 1 | 1 | 0 | 1 | 1 | 1 | -1 | -2 | -2 |  | -2
Chargie | CH-L-48-PRAC-1-25 |  | EPRI | AC | 11.52 | 2024-07-01 | 2024-07-01 | Fully Networked | Chargie |  |  | 2 | -2 | -2 | 1 | 0 | 0 | -2 | -2 | -2 | -2 | -2 | -2 | 1 | -2 | -2 | 2 | 0 | 2 | -1 | 2 | 1 | 1 | -2 | 1 | 1 | 1 | 1 | 0 | 0 | 0 | 0 | 0 | 1 | -1 | -1 | -1 | 1 | 1 | 1 | -1 | -1 | -1 | -2 | 1 | 0 | -1 | -1 | 0 | -2 | 0 | 0 | 0 | 0 | 0 | -1 | -1 | 0 | 1 | 2 | 0 | 1 | -2 | 1 | 1 | 1 | -1 | 1 | 1 | 1 | 1 | 0 | 0 | 0 | 0 | 0 | 0 | 0 | 0 | -1 | -1 | -2 | 1 | -2 | 1 | -2 | -2 | -1 | 1 | 1 | 1 | 2 | 2 | -1 | 1 | 0 | 1 | 0 | -1 | 1 | 1 | 1 | 1 | 1 | -1 | 1 | 1 | 1 | 1 | 0 | -1 | 1 | 1 | -1 | -2 | -2 |  | -2
Chargie | CH-L-48-PRAC-1-25-32 |  | EPRI | AC | 7.68 | 2024-07-01 | 2024-07-01 | Fully Networked | Chargie |  |  | 2 | -2 | -2 | 1 | 0 | 0 | -2 | -2 | -2 | -2 | -2 | -2 | 1 | -2 | -2 | 2 | 0 | 2 | -1 | 2 | 1 | 1 | -2 | 1 | 1 | 1 | 1 | 0 | 0 | 0 | 0 | 0 | 1 | -1 | -1 | -1 | 1 | 1 | 1 | -1 | -1 | -1 | -2 | 1 | 0 | -1 | -1 | 0 | -2 | 0 | 0 | 0 | 0 | 0 | -1 | -1 | 0 | 1 | 2 | 0 | 1 | -2 | 1 | 1 | 1 | -1 | 1 | 1 | 1 | 1 | 0 | 0 | 0 | 0 | 0 | 0 | 0 | 0 | -1 | -1 | -2 | 1 | -2 | 1 | -2 | -2 | -1 | 1 | 1 | 1 | 2 | 2 | -1 | 1 | 0 | 1 | 0 | -1 | 1 | 1 | 1 | 1 | 1 | -1 | 1 | 1 | 1 | 1 | 0 | 1 | 1 | 1 | -1 | -2 | -2 |  | -2
Chargie | CH-L-48-PRAC-1-25-40 |  | EPRI | AC | 9.6 | 2024-07-01 | 2024-07-01 | Fully Networked | Chargie |  |  | 2 | -2 | -2 | 1 | 0 | 0 | -2 | -2 | -2 | -2 | -2 | -2 | 1 | -2 | -2 | 2 | 0 | 2 | -1 | 2 | 1 | 1 | -2 | 1 | 1 | 1 | 1 | 0 | 0 | 0 | 0 | 0 | 1 | -1 | -1 | -1 | 1 | 1 | 1 | -1 | -1 | -1 | -2 | 1 | 0 | -1 | -1 | 0 | -2 | 0 | 0 | 0 | 0 | 0 | -1 | -1 | 0 | 1 | 2 | 0 | 1 | -2 | 1 | 1 | 1 | -1 | 1 | 1 | 1 | 1 | 0 | 0 | 0 | 0 | 0 | 0 | 0 | 0 | -1 | -1 | -2 | 1 | -2 | 1 | -2 | -2 | -1 | 1 | 1 | 1 | 2 | 2 | -1 | 1 | 0 | 1 | 0 | -1 | 1 | 1 | 1 | 1 | 1 | -1 | 1 | 1 | 1 | 1 | 0 | 1 | 1 | 1 | -1 | -2 | -2 |  | -2
Chargie | CH-L-48-PRACT-1-18 |  | EPRI | AC | 11.52 | 2024-07-01 | 2024-07-01 | Fully Networked | Chargie |  |  | 2 | -2 | -2 | 1 | 0 | 0 | -2 | -2 | -2 | -2 | -2 | -2 | 1 | -2 | -2 | 2 | 0 | 2 | -1 | 2 | 1 | 1 | -2 | 1 | 1 | 1 | 1 | 0 | 0 | 0 | 0 | 0 | 1 | -1 | -1 | -1 | 1 | 1 | 1 | -1 | -1 | -1 | -2 | 1 | 0 | -1 | -1 | 0 | -2 | 0 | 0 | 0 | 0 | 0 | -1 | -1 | 0 | 1 | 2 | 0 | 1 | -2 | 1 | 1 | 1 | -1 | 1 | 1 | 1 | 1 | 0 | 0 | 0 | 0 | 0 | 0 | 0 | 0 | -1 | -1 | -2 | 1 | -2 | 1 | -2 | -2 | -1 | 1 | 1 | 1 | 2 | 2 | -1 | 1 | 0 | 1 | 0 | -1 | 1 | 1 | 1 | 1 | 1 | -1 | 1 | 1 | 1 | 1 | 0 | -1 | 1 | 1 | -1 | -2 | -2 |  | -2
Chargie | CH-L-48-PRACT-1-18-32 |  | EPRI | AC | 7.68 | 2024-07-01 | 2024-07-01 | Fully Networked | Chargie |  |  | 2 | -2 | -2 | 1 | 0 | 0 | -2 | -2 | -2 | -2 | -2 | -2 | 1 | -2 | -2 | 2 | 0 | 2 | -1 | 2 | 1 | 1 | -2 | 1 | 1 | 1 | 1 | 0 | 0 | 0 | 0 | 0 | 1 | -1 | -1 | -1 | 1 | 1 | 1 | -1 | -1 | -1 | -2 | 1 | 0 | -1 | -1 | 0 | -2 | 0 | 0 | 0 | 0 | 0 | -1 | -1 | 0 | 1 | 2 | 0 | 1 | -2 | 1 | 1 | 1 | -1 | 1 | 1 | 1 | 1 | 0 | 0 | 0 | 0 | 0 | 0 | 0 | 0 | -1 | -1 | -2 | 1 | -2 | 1 | -2 | -2 | -1 | 1 | 1 | 1 | 2 | 2 | -1 | 1 | 0 | 1 | 0 | -1 | 1 | 1 | 1 | 1 | 1 | -1 | 1 | 1 | 1 | 1 | 0 | 1 | 1 | 1 | -1 | -2 | -2 |  | -2
Chargie | CH-L-48-PRACT-1-18-40 |  | EPRI | AC | 9.6 | 2024-07-01 | 2024-07-01 | Fully Networked | Chargie |  |  | 2 | -2 | -2 | 1 | 0 | 0 | -2 | -2 | -2 | -2 | -2 | -2 | 1 | -2 | -2 | 2 | 0 | 2 | -1 | 2 | 1 | 1 | -2 | 1 | 1 | 1 | 1 | 0 | 0 | 0 | 0 | 0 | 1 | -1 | -1 | -1 | 1 | 1 | 1 | -1 | -1 | -1 | -2 | 1 | 0 | -1 | -1 | 0 | -2 | 0 | 0 | 0 | 0 | 0 | -1 | -1 | 0 | 1 | 2 | 0 | 1 | -2 | 1 | 1 | 1 | -1 | 1 | 1 | 1 | 1 | 0 | 0 | 0 | 0 | 0 | 0 | 0 | 0 | -1 | -1 | -2 | 1 | -2 | 1 | -2 | -2 | -1 | 1 | 1 | 1 | 2 | 2 | -1 | 1 | 0 | 1 | 0 | -1 | 1 | 1 | 1 | 1 | 1 | -1 | 1 | 1 | 1 | 1 | 0 | 1 | 1 | 1 | -1 | -2 | -2 |  | -2
Chargie | CH-L-48-PRACT-1-25 |  | EPRI | AC | 11.52 | 2025-08-29 | 2024-07-01 | Fully Networked | Chargie |  |  | 2 | -2 | -2 | 1 | 0 | 0 | -2 | -2 | -2 | -2 | -2 | -2 | 1 | -2 | -2 | 2 | 0 | 2 | -1 | 2 | 1 | 1 | -2 | 1 | 1 | 1 | 1 | 0 | 0 | 0 | 0 | 0 | 1 | -1 | -1 | -1 | 1 | 1 | 1 | -1 | -1 | -1 | -2 | 1 | 0 | -1 | -1 | 0 | -2 | 0 | 0 | 0 | 0 | 0 | -1 | -1 | 0 | 1 | 2 | 0 | 1 | -2 | 1 | 1 | 1 | -1 | 1 | 1 | 1 | 1 | 0 | 0 | 0 | 0 | 0 | 0 | 0 | 0 | 1 | -1 | -2 | 1 | -2 | 1 | -2 | -2 | -1 | 1 | 1 | 1 | 2 | 2 | -1 | 1 | 0 | 1 | 0 | -1 | 1 | 1 | 1 | 1 | 1 | -1 | 1 | 1 | 1 | 1 | 0 | -1 | 1 | 1 | -1 | -2 | -2 |  | -2
Chargie | CH-L-48-PRACT-1-25-32 |  | EPRI | AC | 7.68 | 2025-08-29 | 2024-07-01 | Fully Networked | Chargie |  |  | 2 | -2 | -2 | 1 | 0 | 0 | -2 | -2 | -2 | -2 | -2 | -2 | 1 | -2 | -2 | 2 | 0 | 2 | -1 | 2 | 1 | 1 | -2 | 1 | 1 | 1 | 1 | 0 | 0 | 0 | 0 | 0 | 1 | -1 | -1 | -1 | 1 | 1 | 1 | -1 | -1 | -1 | -2 | 1 | 0 | -1 | -1 | 0 | -2 | 0 | 0 | 0 | 0 | 0 | -1 | -1 | 0 | 1 | 2 | 0 | 1 | -2 | 1 | 1 | 1 | -1 | 1 | 1 | 1 | 1 | 0 | 0 | 0 | 0 | 0 | 0 | 0 | 0 | 1 | -1 | -2 | 1 | -2 | 1 | -2 | -2 | -1 | 1 | 1 | 1 | 2 | 2 | -1 | 1 | 0 | 1 | 0 | -1 | 1 | 1 | 1 | 1 | 1 | -1 | 1 | 1 | 1 | 1 | 0 | 1 | 1 | 1 | -1 | -2 | -2 |  | -2
Chargie | CH-L-48-PRACT-1-25-40 |  | EPRI | AC | 9.6 | 2025-08-29 | 2024-07-01 | Fully Networked | Chargie |  |  | 2 | -2 | -2 | 1 | 0 | 0 | -2 | -2 | -2 | -2 | -2 | -2 | 1 | -2 | -2 | 2 | 0 | 2 | -1 | 2 | 1 | 1 | -2 | 1 | 1 | 1 | 1 | 0 | 0 | 0 | 0 | 0 | 1 | -1 | -1 | -1 | 1 | 1 | 1 | -1 | -1 | -1 | -2 | 1 | 0 | -1 | -1 | 0 | -2 | 0 | 0 | 0 | 0 | 0 | -1 | -1 | 0 | 1 | 2 | 0 | 1 | -2 | 1 | 1 | 1 | -1 | 1 | 1 | 1 | 1 | 0 | 0 | 0 | 0 | 0 | 0 | 0 | 0 | 1 | -1 | -2 | 1 | -2 | 1 | -2 | -2 | -1 | 1 | 1 | 1 | 2 | 2 | -1 | 1 | 0 | 1 | 0 | -1 | 1 | 1 | 1 | 1 | 1 | -1 | 1 | 1 | 1 | 1 | 0 | 1 | 1 | 1 | -1 | -2 | -2 |  | -2
Chargie | CH-L-48-PRAT-1-18 |  | EPRI | AC | 11.52 | 2024-07-01 | 2024-07-01 | Fully Networked | Chargie |  |  | 2 | -2 | -2 | 1 | 0 | 0 | -2 | -2 | -2 | -2 | -2 | -2 | 1 | -2 | -2 | 2 | 0 | 2 | -1 | 2 | 1 | 1 | -2 | 1 | 1 | 1 | 1 | 0 | 0 | 0 | 0 | 0 | 1 | -1 | -1 | -1 | 1 | 1 | 1 | -1 | -1 | -1 | -2 | 1 | 0 | -1 | -1 | 0 | -2 | 0 | 0 | 0 | 0 | 0 | -1 | -1 | 0 | 1 | 2 | 0 | 1 | -2 | 1 | 1 | 1 | -1 | 1 | 1 | 1 | 1 | 0 | 0 | 0 | 0 | 0 | 0 | 0 | 0 | -1 | -1 | -2 | 1 | -2 | 1 | -2 | -2 | -1 | 1 | 1 | 1 | 2 | 2 | -1 | 1 | 0 | 1 | 0 | -1 | 1 | 1 | 1 | 1 | 1 | -1 | 1 | 1 | 1 | 1 | 0 | -1 | 1 | 1 | -1 | -2 | -2 |  | -2
Chargie | CH-L-48-PRAT-1-18-32 |  | EPRI | AC | 7.68 | 2024-07-01 | 2024-07-01 | Fully Networked | Chargie |  |  | 2 | -2 | -2 | 1 | 0 | 0 | -2 | -2 | -2 | -2 | -2 | -2 | 1 | -2 | -2 | 2 | 0 | 2 | -1 | 2 | 1 | 1 | -2 | 1 | 1 | 1 | 1 | 0 | 0 | 0 | 0 | 0 | 1 | -1 | -1 | -1 | 1 | 1 | 1 | -1 | -1 | -1 | -2 | 1 | 0 | -1 | -1 | 0 | -2 | 0 | 0 | 0 | 0 | 0 | -1 | -1 | 0 | 1 | 2 | 0 | 1 | -2 | 1 | 1 | 1 | -1 | 1 | 1 | 1 | 1 | 0 | 0 | 0 | 0 | 0 | 0 | 0 | 0 | -1 | -1 | -2 | 1 | -2 | 1 | -2 | -2 | -1 | 1 | 1 | 1 | 2 | 2 | -1 | 1 | 0 | 1 | 0 | -1 | 1 | 1 | 1 | 1 | 1 | -1 | 1 | 1 | 1 | 1 | 0 | 1 | 1 | 1 | -1 | -2 | -2 |  | -2
Chargie | CH-L-48-PRAT-1-18-40 |  | EPRI | AC | 9.6 | 2024-07-01 | 2024-07-01 | Fully Networked | Chargie |  |  | 2 | -2 | -2 | 1 | 0 | 0 | -2 | -2 | -2 | -2 | -2 | -2 | 1 | -2 | -2 | 2 | 0 | 2 | -1 | 2 | 1 | 1 | -2 | 1 | 1 | 1 | 1 | 0 | 0 | 0 | 0 | 0 | 1 | -1 | -1 | -1 | 1 | 1 | 1 | -1 | -1 | -1 | -2 | 1 | 0 | -1 | -1 | 0 | -2 | 0 | 0 | 0 | 0 | 0 | -1 | -1 | 0 | 1 | 2 | 0 | 1 | -2 | 1 | 1 | 1 | -1 | 1 | 1 | 1 | 1 | 0 | 0 | 0 | 0 | 0 | 0 | 0 | 0 | -1 | -1 | -2 | 1 | -2 | 1 | -2 | -2 | -1 | 1 | 1 | 1 | 2 | 2 | -1 | 1 | 0 | 1 | 0 | -1 | 1 | 1 | 1 | 1 | 1 | -1 | 1 | 1 | 1 | 1 | 0 | 1 | 1 | 1 | -1 | -2 | -2 |  | -2
Chargie | CH-L-48-PRAT-1-25 |  | EPRI | AC | 11.52 | 2024-07-01 | 2024-07-01 | Fully Networked | Chargie |  |  | 2 | -2 | -2 | 1 | 0 | 0 | -2 | -2 | -2 | -2 | -2 | -2 | 1 | -2 | -2 | 2 | 0 | 2 | -1 | 2 | 1 | 1 | -2 | 1 | 1 | 1 | 1 | 0 | 0 | 0 | 0 | 0 | 1 | -1 | -1 | -1 | 1 | 1 | 1 | -1 | -1 | -1 | -2 | 1 | 0 | -1 | -1 | 0 | -2 | 0 | 0 | 0 | 0 | 0 | -1 | -1 | 0 | 1 | 2 | 0 | 1 | -2 | 1 | 1 | 1 | -1 | 1 | 1 | 1 | 1 | 0 | 0 | 0 | 0 | 0 | 0 | 0 | 0 | -1 | -1 | -2 | 1 | -2 | 1 | -2 | -2 | -1 | 1 | 1 | 1 | 2 | 2 | -1 | 1 | 0 | 1 | 0 | -1 | 1 | 1 | 1 | 1 | 1 | -1 | 1 | 1 | 1 | 1 | 0 | -1 | 1 | 1 | -1 | -2 | -2 |  | -2
Chargie | CH-L-48-PRAT-1-25-32 |  | EPRI | AC | 7.68 | 2024-07-01 | 2024-07-01 | Fully Networked | Chargie |  |  | 2 | -2 | -2 | 1 | 0 | 0 | -2 | -2 | -2 | -2 | -2 | -2 | 1 | -2 | -2 | 2 | 0 | 2 | -1 | 2 | 1 | 1 | -2 | 1 | 1 | 1 | 1 | 0 | 0 | 0 | 0 | 0 | 1 | -1 | -1 | -1 | 1 | 1 | 1 | -1 | -1 | -1 | -2 | 1 | 0 | -1 | -1 | 0 | -2 | 0 | 0 | 0 | 0 | 0 | -1 | -1 | 0 | 1 | 2 | 0 | 1 | -2 | 1 | 1 | 1 | -1 | 1 | 1 | 1 | 1 | 0 | 0 | 0 | 0 | 0 | 0 | 0 | 0 | -1 | -1 | -2 | 1 | -2 | 1 | -2 | -2 | -1 | 1 | 1 | 1 | 2 | 2 | -1 | 1 | 0 | 1 | 0 | -1 | 1 | 1 | 1 | 1 | 1 | -1 | 1 | 1 | 1 | 1 | 0 | 1 | 1 | 1 | -1 | -2 | -2 |  | -2
Chargie | CH-L-48-PRAT-1-25-40 |  | EPRI | AC | 9.6 | 2024-07-01 | 2024-07-01 | Fully Networked | Chargie |  |  | 2 | -2 | -2 | 1 | 0 | 0 | -2 | -2 | -2 | -2 | -2 | -2 | 1 | -2 | -2 | 2 | 0 | 2 | -1 | 2 | 1 | 1 | -2 | 1 | 1 | 1 | 1 | 0 | 0 | 0 | 0 | 0 | 1 | -1 | -1 | -1 | 1 | 1 | 1 | -1 | -1 | -1 | -2 | 1 | 0 | -1 | -1 | 0 | -2 | 0 | 0 | 0 | 0 | 0 | -1 | -1 | 0 | 1 | 2 | 0 | 1 | -2 | 1 | 1 | 1 | -1 | 1 | 1 | 1 | 1 | 0 | 0 | 0 | 0 | 0 | 0 | 0 | 0 | -1 | -1 | -2 | 1 | -2 | 1 | -2 | -2 | -1 | 1 | 1 | 1 | 2 | 2 | -1 | 1 | 0 | 1 | 0 | -1 | 1 | 1 | 1 | 1 | 1 | -1 | 1 | 1 | 1 | 1 | 0 | 1 | 1 | 1 | -1 | -2 | -2 |  | -2
Chargie |  |  | EPRI | NETWORK | NA | 2024-07-01 | 2024-07-01 | Network Software | Chargie Network |  |  | -2 | -2 | -2 | -2 | -2 | -2 | -2 | -2 | -2 | -2 | -2 | -2 | -2 | -2 | -2 | -2 | -2 | -2 | -2 | -2 | -2 | -2 | -2 | -2 | -2 | -2 | -2 | -2 | -2 | -2 | -2 | -2 | -2 | -2 | -2 | -2 | -2 | -2 | -2 | -2 | -2 | -2 | -2 | -2 | 0 | -1 | -1 | 1 | -2 | 0 | 0 | 0 | 0 | 0 | -1 | -1 | 0 | 1 | 2 | 0 | -2 | -2 | 1 | 1 | 1 | -1 | 1 | 1 | -2 | 1 | -2 | 0 | 0 | 0 | 0 | 0 | 0 | 0 | -2 | -2 | -2 | -2 | -2 | -2 | -2 | -2 | -2 | 1 | 1 | 1 | -2 | -2 | -1 | -2 | -2 | 1 | -2 | -1 | -2 | 1 | 1 | 1 | 1 | -1 | 1 | 1 | 1 | 1 | 0 | -2 | -2 | 1 | -1 | -1 | -1 |  | -2
Charli Charging |  |  | EPRI | NETWORK | NA | 2024-07-31 | 2024-07-31 | Network Software | Charli Charging |  |  | -2 | -2 | -2 | -2 | -2 | -2 | -2 | -2 | -2 | -2 | -2 | -2 | -2 | -2 | -2 | -2 | -2 | -2 | -2 | -2 | -2 | -2 | -2 | -2 | -2 | -2 | -2 | -2 | -2 | -2 | -2 | -2 | -2 | -2 | -2 | -2 | -2 | -2 | -2 | -2 | -2 | -2 | -2 | -2 | 1 | -1 | -1 | 1 | -2 | 1 | -1 | 1 | 1 | 1 | -1 | -1 | 1 | 1 | -1 | 0 | -2 | -2 | 1 | 1 | 1 | 1 | 1 | 1 | -2 | 1 | 1 | -2 | -2 | -2 | -2 | -2 | -2 | -2 | -2 | -2 | -2 | -2 | -2 | -2 | -2 | -2 | -2 | 1 | 1 | 1 | -2 | -2 | 1 | -2 | -2 | 1 | 1 | 1 | -2 | 1 | 1 | 1 | 1 | 1 | 1 | 1 | 1 | 1 | 0 | -2 | -2 | -1 | 1 | 1 | -1 |  | -2
CyberSwitching | CSE4-4G-BL | CSE4 | EPRI | AC | 11.5 | 2025-11-06 | 2025-11-06 | Network Capable | NA | Single Port | Single Port | 2 | -2 | -2 | 1 | -1 | 1 | -2 | -2 | -2 | -2 | -2 | -2 | 1 | -2 | -2 | 2 | 0 | 2 | -1 | -1 | 1 | 1 | -2 | 1 | 0 | 0 | 0 | 1 | 1 | 1 | 1 | 1 | 1 | -1 | -1 | -1 | 1 | 1 | 1 | -1 | -1 | -1 | -2 | 1 | -2 | -2 | -2 | -2 | -2 | -2 | -2 | -2 | -2 | -2 | -2 | -2 | -2 | -2 | -2 | -2 | 1 | -2 | -2 | -2 | -2 | -2 | -2 | -2 | -2 | 1 | 1 | 1 | 1 | -2 | -2 | -2 | 1 | -2 | 1 | -1 | -1 | 1 | -2 | 1 | -2 | -2 | 1 | 1 | 1 | 1 | 2 | 2 | 1 | 1 | 1 | 1 | 1 | -2 | 1 | 1 | 1 | 1 | 1 | -2 | 1 | -2 | -2 | -2 | 1 | -1 | 1 | 1 | -2 | -2 | -2 |  | -2
CyberSwitching | CSDC240 | CSDC | EPRI | DC | 240 | 2025-11-06 | 2025-11-06 | Non-Networked | NA | Dual port. | Dual port. | -2 | 2 | -2 | -2 | -2 | -2 | 1 | 1 | 1 | 1 | -2 | -2 | -2 | 1 | -2 | 2 | -2 | 2 | -1 | -1 | 1 | -2 | 1 | 1 | 0 | 0 | 0 | 1 | 1 | 1 | 1 | 1 | 1 | -1 | -1 | -1 | 1 | 1 | 1 | 1 | -1 | -1 | -2 | 1 | -2 | -2 | -2 | -2 | -2 | -2 | -2 | -2 | -2 | -2 | -2 | -2 | -2 | -2 | -2 | -2 | -2 | 1 | -2 | -2 | -2 | -2 | -2 | -2 | -2 | 1 | 1 | 1 | 1 | -2 | -2 | -2 | 1 | -2 | -2 | -1 | -1 | -2 | 1 | -2 | -1 | -1 | -1 | -1 | -1 | -1 | 2 | -2 | -1 | -1 | -1 | -1 | -1 | -2 | -1 | -1 | -1 | -1 | -1 | -2 | -1 | -1 | -1 | -1 | -1 | -2 | -2 | 1 | -2 | -2 | -2 |  | -2
CyberSwitching | CSE1-4G-BL | CSE1 | EPRI | AC | 11.5 | 2025-11-06 | 2023-04-26 | Network Capable | NA | Single Port | Single Port | 2 | -2 | -2 | 1 | -1 | 1 | -2 | -2 | -2 | -2 | -2 | -2 | 1 | -2 | -2 | 2 | 0 | 2 | -1 | -1 | 1 | 1 | -2 | 1 | 1 | 1 | 1 | 1 | 1 | 1 | 1 | 1 | 1 | -1 | -1 | -1 | 1 | 1 | 1 | -1 | -1 | -1 | -2 | 1 | -2 | -2 | -2 | -2 | -2 | -2 | -2 | -2 | -2 | -2 | -2 | -2 | -2 | -2 | -2 | -2 | 1 | -2 | -2 | -2 | -2 | -2 | -2 | -2 | -2 | 1 | 1 | 1 | 1 | -2 | -2 | -2 | 1 | -2 | 1 | -1 | -1 | 1 | -2 | 1 | -2 | -2 | 1 | 1 | 1 | 1 | 2 | 2 | 1 | 1 | 1 | 1 | 1 | -2 | 1 | 1 | 1 | 1 | 1 | -2 | 1 | -2 | -2 | -2 | 1 | -1 | 1 | 1 | -2 | -2 | -2 |  | 1
CyberSwitching | CSE1-4G-BL-40 | CSE1 | EPRI | AC | 7.5 | 2025-11-06 | 2023-04-26 | Network Capable | NA | Single Port | Single Port | 2 | -2 | -2 | 1 | -1 | 1 | -2 | -2 | -2 | -2 | -2 | -2 | 1 | -2 | -2 | 2 | 0 | 2 | -1 | -1 | 1 | 1 | -2 | 1 | 1 | 1 | 1 | 1 | 1 | 1 | 1 | 1 | 1 | -1 | -1 | -1 | 1 | 1 | 1 | -1 | -1 | -1 | -2 | 1 | -2 | -2 | -2 | -2 | -2 | -2 | -2 | -2 | -2 | -2 | -2 | -2 | -2 | -2 | -2 | -2 | 1 | -2 | -2 | -2 | -2 | -2 | -2 | -2 | -2 | 1 | 1 | 1 | 1 | -2 | -2 | -2 | 1 | -2 | 1 | -1 | -1 | 1 | -2 | 1 | -2 | -2 | 1 | 1 | 1 | 1 | 2 | 2 | 1 | 1 | 1 | 1 | 1 | -2 | 1 | 1 | 1 | 1 | 1 | -2 | 1 | -2 | -2 | -2 | 1 | 1 | 1 | 1 | -2 | -2 | -2 |  | 1
CyberSwitching | CSE1-WIFI-BL | CSE1 | EPRI | AC | 11.5 | 2024-11-27 | 2023-04-26 | Network Capable | NA | Single Port | Single Port | 2 | -2 | -2 | 1 | -1 | 1 | -2 | -2 | -2 | -2 | -2 | -2 | 1 | -2 | -2 | 2 | 0 | 2 | -1 | -1 | 1 | 1 | -2 | 1 | 1 | 1 | 1 | 1 | 1 | 1 | 1 | 1 | 1 | -1 | -1 | -1 | 1 | 1 | 1 | -1 | -1 | -1 | -2 | 1 | -2 | -2 | -2 | -2 | -2 | -2 | -2 | -2 | -2 | -2 | -2 | -2 | -2 | -2 | -2 | -2 | 1 | -2 | -2 | -2 | -2 | -2 | -2 | -2 | -2 | 1 | 1 | 1 | 1 | -2 | -2 | -2 | -2 | -2 | 1 | -1 | -1 | 1 | -2 | 1 | -2 | -2 | 1 | 1 | 1 | 1 | 2 | 2 | 1 | 1 | 1 | 1 | 1 | -2 | 1 | 1 | 1 | 1 | 1 | -2 | 1 | -2 | -2 | -2 | 1 | -1 | 1 | 1 | 1 | -2 | -2 |  | 1
CyberSwitching | CSE1-WIFI-BL-40 | CSE1 | EPRI | AC | 7.5 | 2024-11-27 | 2023-04-26 | Network Capable | NA | Single Port | Single Port | 2 | -2 | -2 | 1 | -1 | 1 | -2 | -2 | -2 | -2 | -2 | -2 | 1 | -2 | -2 | 2 | 0 | 2 | -1 | -1 | 1 | 1 | -2 | 1 | 1 | 1 | 1 | 1 | 1 | 1 | 1 | 1 | 1 | -1 | -1 | -1 | 1 | 1 | 1 | -1 | -1 | -1 | -2 | 1 | -2 | -2 | -2 | -2 | -2 | -2 | -2 | -2 | -2 | -2 | -2 | -2 | -2 | -2 | -2 | -2 | 1 | -2 | -2 | -2 | -2 | -2 | -2 | -2 | -2 | 1 | 1 | 1 | 1 | -2 | -2 | -2 | -2 | -2 | 1 | -1 | -1 | 1 | -2 | 1 | -2 | -2 | 1 | 1 | 1 | 1 | 2 | 2 | 1 | 1 | 1 | 1 | 1 | -2 | 1 | 1 | 1 | 1 | 1 | -2 | 1 | -2 | -2 | -2 | 1 | 1 | -1 | 1 | 1 | -2 | -2 |  | 1
Daimler | Detroit eFill All-in-one 120 | eFill All-in-one 120 | SCE/PGE | DC | 120 | 2024-07-01 | 2024-07-01 | Network Capable | NA | Single Port | 1x CCS1 connector or 1x CHAdeMO connector. NRTL listed as Power Electronics NB1200U/NB120SU | -2 | 2 | -2 | -2 | -2 | -2 | 1 | 1 | 0 | 0 | -2 | -2 | -2 | 1 | -2 | 2 | -2 | 0 | -1 | -1 | 1 | -2 | 1 | 1 | 1 | 1 | 1 | 0 | 0 | 0 | 0 | 1 | 0 | -1 | -1 | -1 | 1 | 1 | 1 | 0 | -1 | -1 | -2 | 0 | -2 | -2 | -2 | -2 | -2 | -2 | -2 | -2 | -2 | -2 | -2 | -2 | -2 | -2 | -2 | -2 | -2 | 0 | 0 | -2 | -2 | 0 | -2 | 0 | -1 | 1 | 0 | 0 | 0 | -2 | -2 | -2 | 0 | 0 | -2 | 0 | -2 | -2 | 0 | -2 | 0 | 0 | 0 | 0 | 0 | 0 | 2 | -2 | 0 | 0 | 0 | 0 | 0 | -2 | 0 | 0 | 0 | 0 | 0 | -2 | 0 | -2 | -2 | -2 | 0 | -2 | -2 | 1 | -1 | -2 | -2 |  | -2
Daimler | Detroit eFill All-in-one 150 | eFill All-in-one 150 | SCE | DC | 150 | 2024-07-01 | 2024-07-01 | Network Capable | NA | Single Port | Power Cabinet. 1x CCS1 connector or 1x CHAdeMO connector NRTL Listed as Power Electronics NB1500U/NB150SU. Approved dispenser are Detroit eFill Compact Dispender Duo. NRTL Listed as Power Electronics NBDI2000U,NBDI3000U. | -2 | 2 | -2 | -2 | -2 | -2 | 1 | 1 | 0 | 0 | -2 | -2 | -2 | 1 | -2 | 0 | 0 | 0 | -1 | -1 | 1 | -2 | 0 | 1 | 1 | 1 | 1 | 0 | 0 | 0 | 0 | 1 | 0 | -1 | -1 | -1 | 1 | 1 | 1 | 0 | -1 | -1 | -2 | 0 | -2 | -2 | -2 | -2 | -2 | -2 | -2 | -2 | -2 | -2 | -2 | -2 | -2 | -2 | -2 | -2 | -2 | 0 | 0 | -2 | -2 | 0 | -2 | 0 | -1 | 1 | 0 | 0 | 0 | -2 | -2 | -2 | 0 | 0 | -2 | 0 | -2 | -2 | 0 | -2 | 0 | 0 | 0 | 0 | 0 | 0 | 2 | -2 | 0 | 0 | 0 | 0 | 0 | -2 | 0 | 0 | 0 | 0 | 0 | -2 | 0 | -2 | -2 | -2 | 0 | -2 | -2 | 1 | -1 | -2 | -2 |  | -2
Daimler | Detroit eFill All-in-one 180 | eFill All-in-one 180 | SCE/PGE | DC | 180 | 2024-07-01 | 2024-07-01 | Network Capable | NA | Single Port | 1x CCS1 connector or 1x CHAdeMO connector. NRTL listed as Power Electronics NB1800U/NB180SU. | -2 | 2 | -2 | -2 | -2 | -2 | 1 | 1 | 0 | 0 | -2 | -2 | -2 | 1 | -2 | 2 | -2 | 0 | -1 | -1 | 1 | -2 | 1 | 1 | 1 | 1 | 1 | 0 | 0 | 0 | 0 | 1 | 0 | -1 | -1 | -1 | 1 | 1 | 1 | 0 | -1 | -1 | -2 | 0 | -2 | -2 | -2 | -2 | -2 | -2 | -2 | -2 | -2 | -2 | -2 | -2 | -2 | -2 | -2 | -2 | -2 | 0 | 0 | -2 | -2 | 0 | -2 | 0 | -1 | 1 | 0 | 0 | 0 | -2 | -2 | -2 | 0 | 0 | -2 | 0 | -2 | -2 | 0 | -2 | 0 | 0 | 0 | 0 | 0 | 0 | 2 | -2 | 0 | 0 | 0 | 0 | 0 | -2 | 0 | 0 | 0 | 0 | 0 | -2 | 0 | -2 | -2 | -2 | 0 | -2 | -2 | 1 | -1 | -2 | -2 |  | -2
Daimler | Detroit eFill All-in-one 210 | eFill All-in-one 210 | SCE/PGE | DC | 210 | 2024-07-01 | 2024-07-01 | Network Capable | NA | Single Port | 1x CCS1 connector or 1x CHAdeMO connector. NRTL listed as Power Electronics NB2100U/NB210SU. | -2 | 2 | -2 | -2 | -2 | -2 | 1 | 1 | 0 | 0 | -2 | -2 | -2 | 1 | -2 | 2 | -2 | 0 | -1 | -1 | 1 | -2 | 1 | 1 | 1 | 1 | 1 | 0 | 0 | 0 | 0 | 1 | 0 | -1 | -1 | -1 | 1 | 1 | 1 | 0 | -1 | -1 | -2 | 0 | -2 | -2 | -2 | -2 | -2 | -2 | -2 | -2 | -2 | -2 | -2 | -2 | -2 | -2 | -2 | -2 | -2 | 0 | 0 | -2 | -2 | 0 | -2 | 0 | -1 | 1 | 0 | 0 | 0 | -2 | -2 | -2 | 0 | 0 | -2 | 0 | -2 | -2 | 0 | -2 | 0 | 0 | 0 | 0 | 0 | 0 | 2 | -2 | 0 | 0 | 0 | 0 | 0 | -2 | 0 | 0 | 0 | 0 | 0 | -2 | 0 | -2 | -2 | -2 | 0 | -2 | -2 | 1 | -1 | -2 | -2 |  | -2
Daimler | Detroit eFill All-in-one 240 | eFill All-in-one 240 | SCE/PGE | DC | 240 | 2024-07-01 | 2024-07-01 | Network Capable | NA | Single Port | 1x CCS1 connector or 1x CHAdeMO connector. NRTL listed as Power Electronics NB2400U/NB240SU. | -2 | 2 | -2 | -2 | -2 | -2 | 1 | 1 | 0 | 0 | -2 | -2 | -2 | 1 | -2 | 2 | -2 | 0 | -1 | -1 | 1 | -2 | 1 | 1 | 1 | 1 | 1 | 0 | 0 | 0 | 0 | 1 | 0 | -1 | -1 | -1 | 1 | 1 | 1 | 0 | -1 | -1 | -2 | 0 | -2 | -2 | -2 | -2 | -2 | -2 | -2 | -2 | -2 | -2 | -2 | -2 | -2 | -2 | -2 | -2 | -2 | 0 | 0 | -2 | -2 | 0 | -2 | 0 | -1 | 1 | 0 | 0 | 0 | -2 | -2 | -2 | 0 | 0 | -2 | 0 | -2 | -2 | 0 | -2 | 0 | 0 | 0 | 0 | 0 | 0 | 2 | -2 | 0 | 0 | 0 | 0 | 0 | -2 | 0 | 0 | 0 | 0 | 0 | -2 | 0 | -2 | -2 | -2 | 0 | -2 | -2 | 1 | -1 | -2 | -2 |  | -2
Daimler | Detroit eFill All-in-one 60 | eFill All-in-one 60 | SCE/PGE | DC | 60 | 2024-07-01 | 2024-07-01 | Network Capable | NA | Single Port | 1x CCS1 connector or 1x CHAdeMO connector. NRTL listed as Power Electronics NB0600U/NB060SU | -2 | 2 | -2 | -2 | -2 | -2 | 1 | 1 | 0 | 0 | -2 | -2 | -2 | 1 | -2 | 2 | -2 | 0 | -1 | -1 | 1 | -2 | 1 | 1 | 1 | 1 | 1 | 0 | 0 | 0 | 0 | 1 | 0 | -1 | -1 | -1 | 1 | 1 | 1 | 0 | -1 | -1 | -2 | 0 | -2 | -2 | -2 | -2 | -2 | -2 | -2 | -2 | -2 | -2 | -2 | -2 | -2 | -2 | -2 | -2 | -2 | 0 | 0 | -2 | -2 | 0 | -2 | 0 | -1 | 1 | 0 | 0 | 0 | -2 | -2 | -2 | 0 | 0 | -2 | 0 | -2 | -2 | 0 | -2 | 0 | 0 | 0 | 0 | 0 | 0 | 2 | -2 | 0 | 0 | 0 | 0 | 0 | -2 | 0 | 0 | 0 | 0 | 0 | -2 | 0 | -2 | -2 | -2 | 0 | -2 | -2 | 1 | -1 | -2 | -2 |  | -2
Daimler | Detroit eFill All-in-one 90 | eFill All-in-one 90 | SCE/PGE | DC | 90 | 2024-07-01 | 2024-07-01 | Network Capable | NA | Single Port | 1x CCS1 connector or 1x CHAdeMO connector. NRTL listed as Power Electronics NB0900U/NB090SU | -2 | 2 | -2 | -2 | -2 | -2 | 1 | 1 | 0 | 0 | -2 | -2 | -2 | 1 | -2 | 2 | -2 | 0 | -1 | -1 | 1 | -2 | 1 | 1 | 1 | 1 | 1 | 0 | 0 | 0 | 0 | 1 | 0 | -1 | -1 | -1 | 1 | 1 | 1 | 0 | -1 | -1 | -2 | 0 | -2 | -2 | -2 | -2 | -2 | -2 | -2 | -2 | -2 | -2 | -2 | -2 | -2 | -2 | -2 | -2 | -2 | 0 | 0 | -2 | -2 | 0 | -2 | 0 | -1 | 1 | 0 | 0 | 0 | -2 | -2 | -2 | 0 | 0 | -2 | 0 | -2 | -2 | 0 | -2 | 0 | 0 | 0 | 0 | 0 | 0 | 2 | -2 | 0 | 0 | 0 | 0 | 0 | -2 | 0 | 0 | 0 | 0 | 0 | -2 | 0 | -2 | -2 | -2 | 0 | -2 | -2 | 1 | -1 | -2 | -2 |  | -2
Daimler | Detroit eFill Power Center 120 | eFill Power Center 120 | SCE/PGE | DC | 120 | 2024-07-01 | 2024-07-01 | Network Capable | NA | Single Port | Power Cabinet. 1x CCS1 connector or 1x CHAdeMO connector NRTL Listed as Power Electronics NBi1200U/NBi120SU. Approved dispenser are Detroit eFill Compact Dispender Duo. NRTL Listed as Power Electronics NBDI2000U,NBDI3000U. | -2 | 2 | -2 | -2 | -2 | -2 | 1 | 1 | 0 | 0 | -2 | -2 | -2 | 1 | -2 | 2 | -2 | 0 | -1 | -1 | 1 | -2 | 1 | 1 | 1 | 1 | 1 | 0 | 0 | 0 | 0 | 1 | 0 | -1 | -1 | -1 | 1 | 1 | 1 | 0 | -1 | -1 | -2 | 0 | -2 | -2 | -2 | -2 | -2 | -2 | -2 | -2 | -2 | -2 | -2 | -2 | -2 | -2 | -2 | -2 | -2 | 0 | 0 | -2 | -2 | 0 | -2 | 0 | -1 | 1 | 0 | 0 | 0 | -2 | -2 | -2 | 0 | 0 | -2 | 0 | -2 | -2 | 0 | -2 | 0 | 0 | 0 | 0 | 0 | 0 | 2 | -2 | 0 | 0 | 0 | 0 | 0 | -2 | 0 | 0 | 0 | 0 | 0 | -2 | 0 | -2 | -2 | -2 | 0 | -2 | -2 | 1 | -1 | -2 | -2 |  | -2
Daimler | Detroit eFill Power Center 150 | eFill Power Center 150 | SCE | DC | 150 | 2024-07-01 | 2024-07-01 | Network Capable | NA | Single Port | Power Cabinet. 1x CCS1 connector or 1x CHAdeMO connector NRTL Listed as Power Electronics NBi1500U/NBi150SU. Approved dispenser are Detroit eFill Compact Dispender Duo. NRTL Listed as Power Electronics NBDI2000U,NBDI3000U. | -2 | 2 | -2 | -2 | -2 | -2 | 1 | 1 | 0 | 0 | -2 | -2 | -2 | 1 | -2 | 0 | 0 | 0 | -1 | -1 | 1 | -2 | 0 | 1 | 1 | 1 | 1 | 0 | 0 | 0 | 0 | 1 | 0 | -1 | -1 | -1 | 1 | 1 | 1 | 0 | -1 | -1 | -2 | 0 | -2 | -2 | -2 | -2 | -2 | -2 | -2 | -2 | -2 | -2 | -2 | -2 | -2 | -2 | -2 | -2 | -2 | 0 | 0 | -2 | -2 | 0 | -2 | 0 | -1 | 1 | 0 | 0 | 0 | -2 | -2 | -2 | 0 | 0 | -2 | 0 | -2 | -2 | 0 | -2 | 0 | 0 | 0 | 0 | 0 | 0 | 2 | -2 | 0 | 0 | 0 | 0 | 0 | -2 | 0 | 0 | 0 | 0 | 0 | -2 | 0 | -2 | -2 | -2 | 0 | -2 | -2 | 1 | -1 | -2 | -2 |  | -2
Daimler | Detroit eFill Power Center 180 | eFill Power Center 180 | SCE/PGE | DC | 180 | 2024-07-01 | 2024-07-01 | Network Capable | NA | Single Port | Power Cabinet. 1x CCS1 connector or 1x CHAdeMO connector NRTL Listed as Power Electronics NBi1800U/NBi180SU. Approved dispenser are Detroit eFill Compact Dispender Duo. NRTL Listed as Power Electronics NBDI2000U,NBDI3000U. | -2 | 2 | -2 | -2 | -2 | -2 | 1 | 1 | 0 | 0 | -2 | -2 | -2 | 1 | -2 | 2 | -2 | 0 | -1 | -1 | 1 | -2 | 1 | 1 | 1 | 1 | 1 | 0 | 0 | 0 | 0 | 1 | 0 | -1 | -1 | -1 | 1 | 1 | 1 | 0 | -1 | -1 | -2 | 0 | -2 | -2 | -2 | -2 | -2 | -2 | -2 | -2 | -2 | -2 | -2 | -2 | -2 | -2 | -2 | -2 | -2 | 0 | 0 | -2 | -2 | 0 | -2 | 0 | -1 | 1 | 0 | 0 | 0 | -2 | -2 | -2 | 0 | 0 | -2 | 0 | -2 | -2 | 0 | -2 | 0 | 0 | 0 | 0 | 0 | 0 | 2 | -2 | 0 | 0 | 0 | 0 | 0 | -2 | 0 | 0 | 0 | 0 | 0 | -2 | 0 | -2 | -2 | -2 | 0 | -2 | -2 | 1 | -1 | -2 | -2 |  | -2
Daimler | Detroit eFill Power Center 60 | eFill Power Center 60 | SCE/PGE | DC | 60 | 2024-07-01 | 2024-07-01 | Network Capable | NA | Single Port | Power Cabinet. 1x CCS1 connector or 1x CHAdeMO connector NRTL Listed as Power Electronics NBi0600U/NBi060SU Approved dispenser are Detroit eFill Compact Dispender Duo. NRTL Listed as Power Electronics NBDI2000U,NBDI3000U. | -2 | 2 | -2 | -2 | -2 | -2 | 1 | 1 | 0 | 0 | -2 | -2 | -2 | 1 | -2 | 2 | -2 | 0 | -1 | -1 | 1 | -2 | 1 | 1 | 1 | 1 | 1 | 0 | 0 | 0 | 0 | 1 | 0 | -1 | -1 | -1 | 1 | 1 | 1 | 0 | -1 | -1 | -2 | 0 | -2 | -2 | -2 | -2 | -2 | -2 | -2 | -2 | -2 | -2 | -2 | -2 | -2 | -2 | -2 | -2 | -2 | 0 | 0 | -2 | -2 | 0 | -2 | 0 | -1 | 1 | 0 | 0 | 0 | -2 | -2 | -2 | 0 | 0 | -2 | 0 | -2 | -2 | 0 | -2 | 0 | 0 | 0 | 0 | 0 | 0 | 2 | -2 | 0 | 0 | 0 | 0 | 0 | -2 | 0 | 0 | 0 | 0 | 0 | -2 | 0 | -2 | -2 | -2 | 0 | -2 | -2 | 1 | -1 | -2 | -2 |  | -2
Daimler | Detroit eFill Power Center 90 | eFill Power Center 90 | SCE/PGE | DC | 90 | 2024-07-01 | 2024-07-01 | Network Capable | NA | Single Port | Power Cabinet. 1x CCS1 connector or 1x CHAdeMO connector NRTL Listed as Power Electronics NBi0900U/NBi090SU. Approved dispenser are Detroit eFill Compact Dispender Duo. NRTL Listed as Power Electronics NBDI2000U,NBDI3000U. | -2 | 2 | -2 | -2 | -2 | -2 | 1 | 1 | 0 | 0 | -2 | -2 | -2 | 1 | -2 | 2 | -2 | 0 | -1 | -1 | 1 | -2 | 1 | 1 | 1 | 1 | 1 | 0 | 0 | 0 | 0 | 1 | 0 | -1 | -1 | -1 | 1 | 1 | 1 | 0 | -1 | -1 | -2 | 0 | -2 | -2 | -2 | -2 | -2 | -2 | -2 | -2 | -2 | -2 | -2 | -2 | -2 | -2 | -2 | -2 | -2 | 0 | 0 | -2 | -2 | 0 | -2 | 0 | -1 | 1 | 0 | 0 | 0 | -2 | -2 | -2 | 0 | 0 | -2 | 0 | -2 | -2 | 0 | -2 | 0 | 0 | 0 | 0 | 0 | 0 | 2 | -2 | 0 | 0 | 0 | 0 | 0 | -2 | 0 | 0 | 0 | 0 | 0 | -2 | 0 | -2 | -2 | -2 | 0 | -2 | -2 | 1 | -1 | -2 | -2 |  | -2
Delta | AWU70215BEMV |  | SCE | AC | 7.2 | 2024-07-01 | 2024-07-01 | Network Capable | NA | Single Port | Single Port, Standalone network capability | 2 | -2 | -2 | 1 | 0 | 0 | -2 | -2 | -2 | -2 | -2 | -2 | 1 | -2 | -2 | 0 | 0 | 0 | -1 | -1 | 1 | 0 | -2 | 1 | 1 | 1 | 1 | 0 | 0 | 0 | 0 | 0 | 0 | -1 | -1 | -1 | 1 | 1 | 1 | 0 | -1 | -1 | -2 | 0 | -2 | -2 | -2 | -2 | -2 | -2 | -2 | -2 | -2 | -2 | -2 | -2 | -2 | -2 | -2 | -2 | 0 | -2 | 0 | -2 | -2 | 0 | -2 | 0 | -1 | -1 | 0 | 0 | 0 | -2 | -2 | -2 | 0 | 0 | -1 | 0 | -2 | 0 | -2 | 0 | -2 | -2 | 0 | 0 | 0 | 0 | 2 | 0 | 0 | 0 | 0 | 0 | 0 | -2 | 0 | 0 | 0 | 0 | 0 | -2 | 0 | -2 | -2 | -2 | 0 | 1 | 1 | 1 | -1 | -2 | -2 |  | -2
Delta | DC Wallbox |  | SCE | DC | 25 | 2024-07-01 | 2024-07-01 | Network Capable | NA | 1x CCS1 connector 1x CHAdeMO connector | 1x CCS1 connector 1x CHAdeMO connector | -2 | 2 | -2 | -2 | -2 | -2 | 1 | 1 | 0 | 0 | -2 | -2 | -2 | 1 | -2 | 0 | 0 | 0 | -1 | -1 | 1 | -2 | 0 | 1 | 1 | 1 | 1 | 0 | 0 | 0 | 0 | 1 | 0 | -1 | -1 | -1 | 1 | 1 | 1 | 0 | -1 | -1 | -2 | 0 | -2 | -2 | -2 | -2 | -2 | -2 | -2 | -2 | -2 | -2 | -2 | -2 | -2 | -2 | -2 | -2 | -2 | 0 | 0 | -2 | -2 | 0 | -2 | 0 | -1 | -1 | 0 | 0 | 0 | -2 | -2 | -2 | 0 | 0 | -2 | 0 | -2 | -2 | 0 | -2 | 0 | 0 | 0 | 0 | 0 | 0 | 2 | -2 | 0 | 0 | 0 | 0 | 0 | -2 | 0 | 0 | 0 | 0 | 0 | -2 | 0 | -2 | -2 | -2 | 0 | -2 | -2 | 1 | -1 | -2 | -2 |  | -2
Delta | EVHU104UHAA05 |  | SCE | DC | 100 | 2024-07-01 | 2024-07-01 | Network Capable | NA | 1x CCS1 connector 1x CHAdeMO connector | 1x CCS1 connector 1x CHAdeMO connector | -2 | 2 | -2 | -2 | -2 | -2 | 1 | 1 | 0 | 0 | -2 | -2 | -2 | 1 | -2 | 0 | 0 | 0 | -1 | 2 | 1 | -2 | 0 | 1 | 1 | 1 | 1 | 0 | 0 | 0 | 0 | 1 | 1 | -1 | -1 | -1 | 1 | 1 | 1 | 0 | -1 | -1 | -2 | 0 | -2 | -2 | -2 | -2 | -2 | -2 | -2 | -2 | -2 | -2 | -2 | -2 | -2 | -2 | -2 | -2 | -2 | 0 | 0 | -2 | -2 | 0 | -2 | 0 | -1 | -1 | 0 | 0 | 0 | -2 | -2 | -2 | 0 | 0 | -2 | 0 | -2 | -2 | 0 | -2 | 0 | 0 | 0 | 0 | 0 | 0 | 2 | -2 | 0 | 0 | 0 | 0 | 0 | -2 | 0 | 0 | 0 | 0 | 0 | -2 | 0 | -2 | -2 | -2 | 0 | -2 | -2 | 1 | -1 | -2 | -2 |  | -2
Delta | EVHU104UMAA05 |  | SCE | DC | 100 | 2024-07-01 | 2024-07-01 | Network Capable | NA | 1x CCS1 connector 1x CHAdeMO connector | 1x CCS1 connector 1x CHAdeMO connector | -2 | 2 | -2 | -2 | -2 | -2 | 1 | 1 | 0 | 0 | -2 | -2 | -2 | 1 | -2 | 0 | 0 | 0 | -1 | 2 | 1 | -2 | 0 | 1 | 1 | 1 | 1 | 0 | 0 | 0 | 0 | 1 | 0 | -1 | -1 | -1 | 1 | 1 | 1 | 0 | -1 | -1 | -2 | 0 | -2 | -2 | -2 | -2 | -2 | -2 | -2 | -2 | -2 | -2 | -2 | -2 | -2 | -2 | -2 | -2 | -2 | 0 | 0 | -2 | -2 | 0 | -2 | 0 | -1 | -1 | 0 | 0 | 0 | -2 | -2 | -2 | 0 | 0 | -2 | 0 | -2 | -2 | 0 | -2 | 0 | 0 | 0 | 0 | 0 | 0 | 2 | -2 | 0 | 0 | 0 | 0 | 0 | -2 | 0 | 0 | 0 | 0 | 0 | -2 | 0 | -2 | -2 | -2 | 0 | -2 | -2 | 1 | -1 | -2 | -2 |  | -2
Delta | EVHU104UPAB | City 100kW | SCE/PGE/Evergy | DC | 100 | 2025-06-17 | 2024-07-01 | Network Capable | NA | 1x CCS1 connector 1x CHAdeMO connector | 1x CCS1 connector 1x CHAdeMO connector | -2 | 2 | -2 | -2 | -2 | -2 | 1 | 1 | 0 | 0 | -2 | -2 | -2 | 1 | -2 | 2 | -2 | 0 | -1 | 2 | 1 | -2 | 1 | 1 | 1 | 1 | 1 | 0 | 0 | 0 | 0 | 1 | 1 | -1 | -1 | -1 | 1 | 1 | 1 | 0 | -1 | -1 | -2 | 0 | -2 | -2 | -2 | -2 | -2 | -2 | -2 | -2 | -2 | -2 | -2 | -2 | -2 | -2 | -2 | -2 | -2 | 0 | 0 | -2 | -2 | 0 | -2 | 0 | -1 | -1 | 0 | 0 | 0 | -2 | -2 | -2 | 0 | 0 | -2 | 0 | -2 | -2 | 0 | -2 | 0 | 0 | 0 | 0 | 0 | 1 | 2 | -2 | 0 | 0 | 0 | 0 | 0 | -2 | 1 | 1 | 0 | 0 | 0 | -2 | 0 | -2 | -2 | -2 | 0 | -2 | -2 | 1 | -1 | -2 | -2 |  | -2
Delta | EVHU503UKBA |  | SCE | DC | 50 | 2024-07-01 | 2024-07-01 | Network Capable | NA | 1x CCS1 connector 1x CHAdeMO connector | 1x CCS1 connector 1x CHAdeMO connector | -2 | 2 | -2 | -2 | -2 | -2 | 1 | 1 | 0 | 0 | -2 | -2 | -2 | 1 | -2 | 0 | 0 | 0 | -1 | 2 | 1 | -2 | 0 | 1 | 1 | 1 | 1 | 0 | 0 | 0 | 0 | 1 | 0 | -1 | -1 | -1 | 1 | 1 | 1 | 0 | -1 | -1 | -2 | 0 | -2 | -2 | -2 | -2 | -2 | -2 | -2 | -2 | -2 | -2 | -2 | -2 | -2 | -2 | -2 | -2 | -2 | 0 | 0 | -2 | -2 | 0 | -2 | 0 | -1 | -1 | 0 | 0 | 0 | -2 | -2 | -2 | 0 | 0 | -2 | 0 | -2 | -2 | 0 | -2 | 0 | 0 | 0 | 0 | 0 | 0 | 2 | -2 | 0 | 0 | 0 | 0 | 0 | -2 | 0 | 0 | 0 | 0 | 0 | -2 | 0 | -2 | -2 | -2 | 0 | -2 | -2 | 1 | -1 | -2 | -2 |  | -2
Delta | EVMU3017MWS |  | SCE | AC | 7.2 | 2024-07-01 | 2024-07-01 | Network Capable | NA | Single Port | Single Port, Must acquire Gateway for network connectivity | 2 | -2 | -2 | 1 | 0 | 0 | -2 | -2 | -2 | -2 | -2 | -2 | 1 | -2 | -2 | 0 | 0 | 0 | -1 | -1 | 1 | 0 | -2 | 1 | 1 | 1 | 1 | 0 | 0 | 0 | 0 | 0 | 0 | -1 | -1 | -1 | 1 | 1 | 1 | 0 | -1 | -1 | -2 | 0 | -2 | -2 | -2 | -2 | -2 | -2 | -2 | -2 | -2 | -2 | -2 | -2 | -2 | -2 | -2 | -2 | 0 | -2 | 0 | -2 | -2 | 0 | -2 | 0 | -1 | -1 | 0 | 0 | 0 | -2 | -2 | -2 | 0 | 0 | -1 | 0 | -2 | 0 | -2 | 0 | -2 | -2 | 0 | 0 | 0 | 0 | 2 | 0 | 0 | 0 | 0 | 0 | 0 | -2 | 0 | 0 | 0 | 0 | 0 | -2 | 0 | -2 | -2 | -2 | 0 | 1 | 1 | 1 | -1 | -2 | -2 |  | -2
Delta | EVMU4017MWS |  | SCE | AC | 9.6 | 2024-07-01 | 2024-07-01 | Network Capable | NA | Single Port | Single Port, Must acquire Gateway for network connectivity | 2 | -2 | -2 | 1 | 0 | 0 | -2 | -2 | -2 | -2 | -2 | -2 | 1 | -2 | -2 | 0 | 0 | 0 | -1 | -1 | 1 | 0 | -2 | 1 | 1 | 1 | 1 | 0 | 0 | 0 | 0 | 0 | 0 | -1 | -1 | -1 | 1 | 1 | 1 | 0 | -1 | -1 | -2 | 0 | -2 | -2 | -2 | -2 | -2 | -2 | -2 | -2 | -2 | -2 | -2 | -2 | -2 | -2 | -2 | -2 | 0 | -2 | 0 | -2 | -2 | 0 | -2 | 0 | -1 | -1 | 0 | 0 | 0 | -2 | -2 | -2 | 0 | 0 | -1 | 0 | -2 | 0 | -2 | 0 | -2 | -2 | 0 | 0 | 0 | 0 | 2 | 0 | 0 | 0 | 0 | 0 | 0 | -2 | 0 | 0 | 0 | 0 | 0 | -2 | 0 | -2 | -2 | -2 | 0 | 1 | 1 | 1 | -1 | -2 | -2 |  | -2
Delta | (EIDS-U200TSUU) |  | SCE | DC | 200 | 2024-07-01 | 2024-07-01 | Network Capable | NA | 2x CCS1 connectors | 2x CCS1 connectors | -2 | 2 | -2 | -2 | -2 | -2 | 1 | 0 | 0 | 0 | -2 | -2 | -2 | 1 | -2 | 0 | 0 | 0 | -1 | 2 | 1 | -2 | 0 | 1 | 1 | 1 | 1 | 0 | 0 | 0 | 0 | 1 | 0 | -1 | -1 | -1 | 1 | 1 | 1 | 0 | -1 | -1 | -2 | 0 | -2 | -2 | -2 | -2 | -2 | -2 | -2 | -2 | -2 | -2 | -2 | -2 | -2 | -2 | -2 | -2 | -2 | 0 | 0 | -2 | -2 | 0 | -2 | 0 | -1 | -1 | 0 | 0 | 0 | -2 | -2 | -2 | 0 | 0 | -2 | 0 | -2 | -2 | 0 | -2 | 0 | 0 | 0 | 0 | 0 | 0 | 2 | -2 | 0 | 0 | 0 | 0 | 0 | -2 | 0 | 0 | 0 | 0 | 0 | -2 | 0 | -2 | -2 | -2 | 0 | -2 | -2 | 1 | -1 | -2 | -2 |  | -2
Delta | EIDN-U200KTA01 |  | SCE | DC | 200 | 2024-07-01 | 2024-07-01 | Network Capable | NA | 2x CCS1 connectors | 2x CCS1 connectors. Vetted dispensers are EIDD-U350SSUUAEG | -2 | 2 | -2 | -2 | -2 | -2 | 1 | 0 | 0 | 0 | -2 | -2 | -2 | 1 | -2 | 0 | 0 | 0 | -1 | 2 | 1 | -2 | 0 | 1 | 1 | 1 | 1 | 0 | 0 | 0 | 0 | 1 | 0 | -1 | -1 | -1 | 1 | 1 | 1 | 0 | -1 | -1 | -2 | 0 | -2 | -2 | -2 | -2 | -2 | -2 | -2 | -2 | -2 | -2 | -2 | -2 | -2 | -2 | -2 | -2 | -2 | 0 | 0 | -2 | -2 | 0 | -2 | 0 | -1 | -1 | 0 | 0 | 0 | -2 | -2 | -2 | 0 | 0 | -2 | 0 | -2 | -2 | 0 | -2 | 0 | 0 | 0 | 0 | 0 | 0 | 2 | -2 | 0 | 0 | 0 | 0 | 0 | -2 | 0 | 0 | 0 | 0 | 0 | -2 | 0 | -2 | -2 | -2 | 0 | -2 | -2 | 1 | -1 | -2 | -2 |  | -2
Delta | EIDN-U350KTA01 | Delta HP 350kW | SCE/PGE/Evergy | DC | 350 | 2025-06-17 | 2024-07-01 | Network Capable | NA | 2x CCS1 connectors | 2x CCS1 connectors. Vetted dispensers are EIDD-U350SSUUAEG | -2 | 2 | -2 | -2 | -2 | -2 | 1 | 0 | 0 | 0 | -2 | -2 | -2 | 1 | -2 | 2 | -2 | 0 | -1 | -1 | 1 | -2 | 1 | 1 | 1 | 1 | 1 | 0 | 0 | 0 | 0 | 1 | 1 | -1 | -1 | -1 | 1 | 1 | 1 | 1 | -1 | -1 | -2 | 1 | -2 | -2 | -2 | -2 | -2 | -2 | -2 | -2 | -2 | -2 | -2 | -2 | -2 | -2 | -2 | -2 | -2 | 0 | 0 | -2 | -2 | 0 | -2 | 0 | -1 | -1 | 0 | 0 | 0 | -2 | -2 | -2 | 0 | 0 | -2 | 0 | -2 | -2 | 0 | -2 | 0 | 0 | 0 | 0 | 0 | 1 | 2 | -2 | 0 | 1 | 0 | 0 | 0 | -2 | 1 | 1 | 0 | 0 | 0 | -2 | 0 | -2 | -2 | -2 | 0 | -2 | -2 | 1 | -1 | -2 | -2 |  | -2
Detroit eFill |  |  | PGE | NETWORK | NA | 2022-10-17 | 2022-10-17 | Network Software | Detroit eFill Network |  |  | -2 | -2 | -2 | -2 | -2 | -2 | -2 | -2 | -2 | -2 | -2 | -2 | -2 | -2 | -2 | -2 | -2 | -2 | -2 | -2 | -2 | -2 | -2 | -2 | -2 | -2 | -2 | -2 | -2 | -2 | -2 | -2 | -2 | -2 | -2 | -2 | -2 | -2 | -2 | -2 | -2 | -2 | -2 | -2 | 0 | -1 | -1 | 1 | -2 | 0 | 0 | 0 | 0 | 0 | -1 | -1 | 0 | 1 | -1 | 0 | -2 | -2 | 0 | 0 | 0 | 0 | 0 | 0 | -2 | 0 | -2 | 0 | 0 | 0 | 0 | 0 | 0 | 0 | -2 | -2 | -2 | -2 | -2 | -2 | -2 | -2 | -2 | 0 | 0 | 0 | -2 | -2 | 0 | -2 | -2 | 0 | -2 | 0 | -2 | 0 | 0 | 0 | 0 | 0 | 0 | 0 | 0 | 0 | 0 | -2 | -2 | 1 | -1 | 1 | 1 | 2025-10-21 | -2
DynaChrg | EVJ002 | EVJ002 | EPRI | AC | 19.2 | 2025-06-20 | 2025-06-20 | Network Capable |  | Single port. | Single port. 48 amps and 80 amps | 2 | -2 | -2 | 1 | 1 | -1 | -2 | -2 | -2 | -2 | -2 | -2 | 1 | -2 | -2 | 2 | 0 | 2 | -1 | -1 | 1 | 1 | -2 | 1 | 1 | 1 | 1 | 1 | 1 | 1 | -1 | 1 | 1 | 2 | 2 | 2 | 1 | 1 | 1 | 1 | 2 | 2 | -2 | 1 | -2 | -2 | -2 | -2 | -2 | -2 | -2 | -2 | -2 | -2 | -2 | -2 | -2 | -2 | -2 | -2 | 1 | -2 | -2 | -2 | -2 | -1 | -2 | -2 | -2 | 1 | 1 | -1 | 1 | -2 | -2 | -2 | 1 | -2 | -1 | -1 | -1 | -1 | -2 | -1 | -2 | -2 | -1 | -1 | -1 | -1 | 2 | 2 | -1 | -1 | -1 | 1 | 1 | -1 | -1 | -1 | -1 | -1 | -1 | -1 | -1 | -1 | -1 | -1 | -1 | -2 | 1 | 1 | -1 | -2 | -2 |  | -2
DynaChrg | EVJ005 | EVJ005 | EPRI | AC | 11.5 | 2025-06-20 | 2025-06-20 | Network Capable |  | Dual port. | Dual port, each simultaneously 48 amps | 2 | -2 | -2 | 1 | 1 | -1 | -2 | -2 | -2 | -2 | -2 | -2 | 1 | -2 | -2 | 2 | 0 | 2 | -1 | -1 | 1 | 1 | -2 | 1 | 1 | 1 | 1 | 1 | 1 | 1 | -1 | 1 | 1 | 2 | 2 | 2 | 1 | 1 | 1 | 1 | 2 | 2 | -2 | 1 | -2 | -2 | -2 | -2 | -2 | -2 | -2 | -2 | -2 | -2 | -2 | -2 | -2 | -2 | -2 | -2 | 1 | -2 | -2 | -2 | -2 | -1 | -2 | -2 | -2 | 1 | 1 | -1 | 1 | -2 | -2 | -2 | 1 | -2 | -1 | -1 | -1 | -1 | -2 | -1 | -2 | -2 | -1 | -1 | -1 | -1 | 2 | 2 | -1 | -1 | -1 | 1 | 1 | -1 | -1 | -1 | -1 | -1 | -1 | -1 | -1 | -1 | -1 | -1 | -1 | -2 | 1 | 1 | -1 | -2 | -2 |  | -2
DynaChrg | EVN120F | Stand alone Fleet 120 | EPRI | DC | 120 | 2025-06-18 | 2025-06-18 | Network Capable | NA | Dual Port | 120kW all-in-one charger with 2 connectors. Alternate designations: DirectPowerPS 120 Fleet, DirectPowerPS 120 | -2 | 2 | -2 | -2 | -2 | -2 | 1 | -1 | -1 | -1 | -2 | -2 | -2 | 1 | -2 | 2 | -2 | -1 | -1 | -1 | 1 | -2 | 1 | 1 | 1 | 1 | 1 | 1 | -1 | -1 | 1 | 1 | 1 | -1 | -1 | -1 | 1 | 1 | 1 | -1 | -1 | -1 | -2 | -1 | -2 | -2 | -2 | -2 | -2 | -2 | -2 | -2 | -2 | -2 | -2 | -2 | -2 | -2 | -2 | -2 | -2 | 1 | -2 | -2 | -2 | -1 | -2 | -2 | -2 | 1 | -1 | -1 | -1 | -2 | -2 | -2 | -2 | -2 | -2 | 1 | 1 | -2 | 1 | -2 | -1 | 1 | -1 | 1 | 1 | 1 | 2 | -2 | 1 | 1 | 1 | 1 | -1 | -2 | 1 | 1 | 1 | 1 | 1 | -2 | 1 | -2 | -2 | -2 | 1 | -2 | -2 | 1 | -1 | -2 | -2 |  | -2
DynaChrg | EVN120P | Stand alone Advertising 120 | EPRI | DC | 120 | 2025-06-18 | 2025-06-18 | Network Capable | NA | Dual Port | 120kW all-in-one charger with 2 connectors, advertising display, and payment terminal. Alternate designations: DirectPowerPS 120 Flagship, DirectPowerPS 120 | -2 | 2 | -2 | -2 | -2 | -2 | 1 | -1 | -1 | -1 | -2 | -2 | -2 | 1 | -2 | 2 | -2 | -1 | -1 | -1 | 1 | -2 | 1 | 1 | 1 | 1 | 1 | 1 | -1 | -1 | 1 | 1 | 1 | -1 | -1 | -1 | 1 | 1 | 1 | -1 | -1 | -1 | -2 | -1 | -2 | -2 | -2 | -2 | -2 | -2 | -2 | -2 | -2 | -2 | -2 | -2 | -2 | -2 | -2 | -2 | -2 | 1 | -2 | -2 | -2 | 1 | -2 | -2 | -2 | 1 | 1 | 1 | 1 | -2 | -2 | -2 | -2 | -2 | -2 | 1 | 1 | -2 | 1 | -2 | -1 | 1 | 1 | 1 | 1 | 1 | 2 | -2 | 1 | 1 | 1 | 1 | -1 | -2 | 1 | 1 | 1 | 1 | 1 | -2 | 1 | -2 | -2 | -2 | 1 | -2 | -2 | 1 | -1 | -2 | -2 |  | -2
DynaChrg | EVN180F | Stand alone Fleet 180 | EPRI | DC | 180 | 2025-06-18 | 2025-06-18 | Network Capable | NA | Dual Port | 180kW all-in-one charger with 2 connectors. Alternate designations: DirectPowerPS 180 Fleet, DirectPowerPS 180 | -2 | 2 | -2 | -2 | -2 | -2 | 1 | -1 | -1 | -1 | -2 | -2 | -2 | 1 | -2 | 2 | -2 | -1 | -1 | -1 | 1 | -2 | 1 | 1 | 1 | 1 | 1 | 1 | -1 | -1 | 1 | 1 | 1 | -1 | -1 | -1 | 1 | 1 | 1 | -1 | -1 | -1 | -2 | -1 | -2 | -2 | -2 | -2 | -2 | -2 | -2 | -2 | -2 | -2 | -2 | -2 | -2 | -2 | -2 | -2 | -2 | 1 | -2 | -2 | -2 | -1 | -2 | -2 | -2 | 1 | -1 | -1 | -1 | -2 | -2 | -2 | -2 | -2 | -2 | 1 | 1 | -2 | 1 | -2 | -1 | 1 | -1 | 1 | 1 | 1 | 2 | -2 | 1 | 1 | 1 | 1 | -1 | -2 | 1 | 1 | 1 | 1 | 1 | -2 | 1 | -2 | -2 | -2 | 1 | -2 | -2 | 1 | -1 | -2 | -2 |  | -2
DynaChrg | EVN180P | Stand alone Advertising 180 | EPRI | DC | 180 | 2025-06-18 | 2025-06-18 | Network Capable | NA | Dual Port | 180kW all-in-one charger with 2 connectors, advertising display, and payment terminal. Alternate designations: DirectPowerPS 180 Flagship, DirectPowerPS 180 | -2 | 2 | -2 | -2 | -2 | -2 | 1 | -1 | -1 | -1 | -2 | -2 | -2 | 1 | -2 | 2 | -2 | -1 | -1 | -1 | 1 | -2 | 1 | 1 | 1 | 1 | 1 | 1 | -1 | -1 | 1 | 1 | 1 | -1 | -1 | -1 | 1 | 1 | 1 | -1 | -1 | -1 | -2 | -1 | -2 | -2 | -2 | -2 | -2 | -2 | -2 | -2 | -2 | -2 | -2 | -2 | -2 | -2 | -2 | -2 | -2 | 1 | -2 | -2 | -2 | 1 | -2 | -2 | -2 | 1 | 1 | 1 | 1 | -2 | -2 | -2 | -2 | -2 | -2 | 1 | 1 | -2 | 1 | -2 | -1 | 1 | 1 | 1 | 1 | 1 | 2 | -2 | 1 | 1 | 1 | 1 | -1 | -2 | 1 | 1 | 1 | 1 | 1 | -2 | 1 | -2 | -2 | -2 | 1 | -2 | -2 | 1 | -1 | -2 | -2 |  | -2
DynaChrg | EVN240F | Stand alone Fleet 240 | EPRI | DC | 240 | 2025-06-18 | 2025-06-18 | Network Capable | NA | Dual Port | 240kW all-in-one charger with 2 connectors. Alternate designations: DirectPowerPS 240 Fleet, DirectPowerPS 240 | -2 | 2 | -2 | -2 | -2 | -2 | 1 | -1 | -1 | -1 | -2 | -2 | -2 | 1 | -2 | 2 | -2 | -1 | -1 | -1 | 1 | -2 | 1 | 1 | 1 | 1 | 1 | 1 | -1 | -1 | 1 | 1 | 1 | -1 | -1 | -1 | 1 | 1 | 1 | -1 | -1 | -1 | -2 | -1 | -2 | -2 | -2 | -2 | -2 | -2 | -2 | -2 | -2 | -2 | -2 | -2 | -2 | -2 | -2 | -2 | -2 | 1 | -2 | -2 | -2 | -1 | -2 | -2 | -2 | 1 | -1 | -1 | -1 | -2 | -2 | -2 | -2 | -2 | -2 | 1 | 1 | -2 | 1 | -2 | -1 | 1 | -1 | 1 | 1 | 1 | 2 | -2 | 1 | 1 | 1 | 1 | -1 | -2 | 1 | 1 | 1 | 1 | 1 | -2 | 1 | -2 | -2 | -2 | 1 | -2 | -2 | 1 | -1 | -2 | -2 |  | -2
DynaChrg | EVN240P | Stand alone Advertising 240 | EPRI | DC | 240 | 2025-06-18 | 2025-06-18 | Network Capable | NA | Dual Port | 240kW all-in-one charger with 2 connectors, advertising display, and payment terminal. Alternate designations: DirectPowerPS 240 Flagship, DirectPowerPS 240 | -2 | 2 | -2 | -2 | -2 | -2 | 1 | -1 | -1 | -1 | -2 | -2 | -2 | 1 | -2 | 2 | -2 | -1 | -1 | -1 | 1 | -2 | 1 | 1 | 1 | 1 | 1 | 1 | -1 | -1 | 1 | 1 | 1 | -1 | -1 | -1 | 1 | 1 | 1 | -1 | -1 | -1 | -2 | -1 | -2 | -2 | -2 | -2 | -2 | -2 | -2 | -2 | -2 | -2 | -2 | -2 | -2 | -2 | -2 | -2 | -2 | 1 | -2 | -2 | -2 | 1 | -2 | -2 | -2 | 1 | 1 | 1 | 1 | -2 | -2 | -2 | -2 | -2 | -2 | 1 | 1 | -2 | 1 | -2 | -1 | 1 | 1 | 1 | 1 | 1 | 2 | -2 | 1 | 1 | 1 | 1 | -1 | -2 | 1 | 1 | 1 | 1 | 1 | -2 | 1 | -2 | -2 | -2 | 1 | -2 | -2 | 1 | -1 | -2 | -2 |  | -2
DynaChrg | EVN300F | Stand alone Fleet 300 | EPRI | DC | 300 | 2025-06-18 | 2025-06-18 | Network Capable | NA | Dual Port | 300kW all-in-one charger with 2 connectors. Alternate designations: DirectPowerPS 300 Fleet, DirectPowerPS 300 | -2 | 2 | -2 | -2 | -2 | -2 | 1 | -1 | -1 | -1 | -2 | -2 | -2 | 1 | -2 | 2 | -2 | -1 | -1 | -1 | 1 | -2 | 1 | 1 | 1 | 1 | 1 | 1 | -1 | -1 | 1 | 1 | 1 | -1 | -1 | -1 | 1 | 1 | 1 | -1 | -1 | -1 | -2 | -1 | -2 | -2 | -2 | -2 | -2 | -2 | -2 | -2 | -2 | -2 | -2 | -2 | -2 | -2 | -2 | -2 | -2 | 1 | -2 | -2 | -2 | -1 | -2 | -2 | -2 | 1 | -1 | -1 | -1 | -2 | -2 | -2 | -2 | -2 | -2 | 1 | 1 | -2 | 1 | -2 | 1 | 1 | -1 | 1 | 1 | 1 | 2 | -2 | 1 | 1 | 1 | 1 | -1 | -2 | 1 | 1 | 1 | 1 | 1 | -2 | 1 | -2 | -2 | -2 | 1 | -2 | -2 | 1 | -1 | -2 | -2 |  | -2
DynaChrg | EVN300P | Stand alone Advertising 300 | EPRI | DC | 300 | 2025-06-18 | 2025-06-18 | Network Capable | NA | Dual Port | 300kW all-in-one charger with 2 connectors, advertising display, and payment terminal. Alternate designations: DirectPowerPS 300 Flagship, DirectPowerPS 300 | -2 | 2 | -2 | -2 | -2 | -2 | 1 | -1 | -1 | -1 | -2 | -2 | -2 | 1 | -2 | 2 | -2 | -1 | -1 | -1 | 1 | -2 | 1 | 1 | 1 | 1 | 1 | 1 | -1 | -1 | 1 | 1 | 1 | -1 | -1 | -1 | 1 | 1 | 1 | -1 | -1 | -1 | -2 | -1 | -2 | -2 | -2 | -2 | -2 | -2 | -2 | -2 | -2 | -2 | -2 | -2 | -2 | -2 | -2 | -2 | -2 | 1 | -2 | -2 | -2 | 1 | -2 | -2 | -2 | 1 | 1 | 1 | 1 | -2 | -2 | -2 | -2 | -2 | -2 | 1 | 1 | -2 | 1 | -2 | 1 | 1 | 1 | 1 | 1 | 1 | 2 | -2 | 1 | 1 | 1 | 1 | -1 | -2 | 1 | 1 | 1 | 1 | 1 | -2 | 1 | -2 | -2 | -2 | 1 | -2 | -2 | 1 | -1 | -2 | -2 |  | -2
DynaChrg | EVN360F | Stand alone Fleet 360 | EPRI | DC | 360 | 2025-06-18 | 2025-06-18 | Network Capable | NA | Dual Port | 360kW all-in-one charger with 2 connectors. Alternate designations: DirectPowerPS 360 Fleet, DirectPowerPS 360 | -2 | 2 | -2 | -2 | -2 | -2 | 1 | -1 | -1 | -1 | -2 | -2 | -2 | 1 | -2 | 2 | -2 | -1 | -1 | -1 | 1 | -2 | 1 | 1 | 1 | 1 | 1 | 1 | -1 | -1 | 1 | 1 | 1 | -1 | -1 | -1 | 1 | 1 | 1 | -1 | -1 | -1 | -2 | -1 | -2 | -2 | -2 | -2 | -2 | -2 | -2 | -2 | -2 | -2 | -2 | -2 | -2 | -2 | -2 | -2 | -2 | 1 | -2 | -2 | -2 | -1 | -2 | -2 | -2 | 1 | -1 | -1 | -1 | -2 | -2 | -2 | -2 | -2 | -2 | 1 | 1 | -2 | 1 | -2 | 1 | 1 | -1 | 1 | 1 | 1 | 2 | -2 | 1 | 1 | 1 | 1 | -1 | -2 | 1 | 1 | 1 | 1 | 1 | -2 | 1 | -2 | -2 | -2 | 1 | -2 | -2 | 1 | -1 | -2 | -2 |  | -2
DynaChrg | EVN360P | Stand alone Advertising 360 | EPRI | DC | 360 | 2025-06-18 | 2025-06-18 | Network Capable | NA | Dual Port | 360kW all-in-one charger with 2 connectors, advertising display, and payment terminal. Alternate designations: DirectPowerPS 360 Flagship, DirectPowerPS 360 | -2 | 2 | -2 | -2 | -2 | -2 | 1 | -1 | -1 | -1 | -2 | -2 | -2 | 1 | -2 | 2 | -2 | -1 | -1 | -1 | 1 | -2 | 1 | 1 | 1 | 1 | 1 | 1 | -1 | -1 | 1 | 1 | 1 | -1 | -1 | -1 | 1 | 1 | 1 | -1 | -1 | -1 | -2 | -1 | -2 | -2 | -2 | -2 | -2 | -2 | -2 | -2 | -2 | -2 | -2 | -2 | -2 | -2 | -2 | -2 | -2 | 1 | -2 | -2 | -2 | 1 | -2 | -2 | -2 | 1 | 1 | 1 | 1 | -2 | -2 | -2 | -2 | -2 | -2 | 1 | 1 | -2 | 1 | -2 | 1 | 1 | 1 | 1 | 1 | 1 | 2 | -2 | 1 | 1 | 1 | 1 | -1 | -2 | 1 | 1 | 1 | 1 | 1 | -2 | 1 | -2 | -2 | -2 | 1 | -2 | -2 | 1 | -1 | -2 | -2 |  | -2
DynaChrg | EVS160 | 160kW Standalone Unit | EPRI | DC | 160 | 2025-07-17 | 2025-07-17 | Network Capable |  | Single or dual port. | Output range:200V-1000V efficiency:Up to 96% Full certification User-friendly ADA Multiple payment methods Support for customization PLUG& CHARGE Hardware 15118-Ready Can Output 350A CCS1 boost 500A NACS boost 400A | -2 | 2 | -2 | -2 | -2 | -2 | 1 | 1 | 1 | -1 | -2 | -2 | -2 | 1 | -2 | 2 | -2 | 2 | -1 | -1 | 1 | -2 | 1 | 1 | 1 | 1 | 1 | 1 | 1 | 1 | 1 | 1 | 1 | 2 | 2 | 2 | 1 | 1 | 1 | 1 | -1 | -1 | -2 | 1 | -2 | -2 | -2 | -2 | -2 | -2 | -2 | -2 | -2 | -2 | -2 | -2 | -2 | -2 | -2 | -2 | -2 | 1 | -2 | -2 | -2 | 1 | -2 | -2 | -2 | 1 | 1 | 1 | 1 | -2 | -2 | -2 | 1 | -2 | -2 | 1 | 1 | -2 | 1 | -2 | 1 | 1 | 1 | 1 | 1 | 1 | 2 | -2 | 1 | 1 | -1 | 1 | 1 | -2 | 1 | 1 | 1 | 1 | 1 | -2 | 1 | -2 | -2 | -2 | 1 | -2 | -2 | 1 | -1 | -2 | -2 |  | -2
DynaChrg | EVS240 | 240kW Standalone Unit | EPRI | DC | 240 | 2025-07-17 | 2025-07-17 | Network Capable |  | Single or dual port. | Output range:200V-1000V efficiency:Up to 96% Full certification User-friendly ADA Multiple payment methods Support for customization PLUG& CHARGE Hardware 15118-Ready Can Output 350A CCS1 boost 500A NACS boost 400A | -2 | 2 | -2 | -2 | -2 | -2 | 1 | 1 | 1 | -1 | -2 | -2 | -2 | 1 | -2 | 2 | -2 | 2 | -1 | -1 | 1 | -2 | 1 | 1 | 1 | 1 | 1 | 1 | 1 | 1 | 1 | 1 | 1 | 2 | 2 | 2 | 1 | 1 | 1 | 1 | -1 | -1 | -2 | 1 | -2 | -2 | -2 | -2 | -2 | -2 | -2 | -2 | -2 | -2 | -2 | -2 | -2 | -2 | -2 | -2 | -2 | 1 | -2 | -2 | -2 | 1 | -2 | -2 | -2 | 1 | 1 | 1 | 1 | -2 | -2 | -2 | 1 | -2 | -2 | 1 | 1 | -2 | 1 | -2 | 1 | 1 | 1 | 1 | 1 | 1 | 2 | -2 | 1 | 1 | -1 | 1 | 1 | -2 | 1 | 1 | 1 | 1 | 1 | -2 | 1 | -2 | -2 | -2 | 1 | -2 | -2 | 1 | -1 | -2 | -2 |  | -2
DynaChrg | EVS480 | Distributed Model 480kW up to 3 Dual Port Dispensers | EPRI | DC | 480 | 2025-07-17 | 2025-07-17 | Network Capable |  | 1-6 ports. | Output range:200V-1000V efficiency:Up to 96% Full certification User-friendly ADA Multiple payment methods Support for customization PLUG& CHARGE Hardware 15118-Ready Air cooling output 350A Liquid cooling sustained maximum output 500A | -2 | 2 | -2 | -2 | -2 | -2 | 1 | 1 | 1 | -1 | -2 | -2 | -2 | 1 | -2 | 2 | -2 | -1 | -1 | -1 | 1 | -2 | 1 | 1 | 1 | 1 | 1 | 1 | 1 | 1 | 1 | 1 | 1 | 2 | 2 | 2 | 1 | 1 | 1 | 1 | -1 | -1 | -2 | 1 | -2 | -2 | -2 | -2 | -2 | -2 | -2 | -2 | -2 | -2 | -2 | -2 | -2 | -2 | -2 | -2 | -2 | 1 | -2 | -2 | -2 | 1 | -2 | -2 | -2 | 1 | 1 | 1 | 1 | -2 | -2 | -2 | 1 | -2 | -2 | 1 | 1 | -2 | 1 | -2 | 1 | 1 | 1 | 1 | 1 | 1 | 2 | -2 | 1 | 1 | -1 | 1 | 1 | -2 | 1 | 1 | 1 | 1 | 1 | -2 | 1 | -2 | -2 | -2 | 1 | -2 | -2 | 1 | -1 | -2 | -2 |  | -2
DynaChrg |  |  | EPRI | NETWORK |  | 2025-10-21 | 2025-06-20 | Network Software | DynaChrg |  |  | -2 | -2 | -2 | -2 | -2 | -2 | -2 | -2 | -2 | -2 | -2 | -2 | -2 | -2 | -2 | -2 | -2 | -2 | -2 | -2 | -2 | -2 | -2 | -2 | -2 | -2 | -2 | -2 | -2 | -2 | -2 | -2 | -2 | -2 | -2 | -2 | -2 | -2 | -2 | -2 | -2 | -2 | -2 | -2 | 1 | 2 | 2 | 1 | -2 | 1 | -1 | -1 | 1 | 1 | -1 | -1 | 1 | 1 | 2 | 1 | -2 | -2 | 1 | 1 | 1 | 1 | 1 | 1 | -2 | 1 | -2 | 1 | 1 | 1 | 1 | 1 | 1 | 1 | -2 | -2 | -2 | -2 | -2 | -2 | -2 | -2 | 1 | 1 | 1 | 1 | -2 | -2 | 1 | -2 | -2 | 1 | 1 | 1 | -2 | 1 | 1 | 1 | 1 | 1 | 1 | 1 | 1 | 1 | 1 | -2 | -2 | 1 | -1 | 1 | 1 | 2025-12-02 | -2
Eaton | CP6####-50A-##-40-ETN | 6000 Series | EPRI/Evergy | AC | 9.6 | 2025-07-22 | 2025-07-22 | Fully Networked | ChargePoint Network |  | CP6000 family, NA, AC Station, 1 or 2 x Type 1 Cable, 50A or 80A, 1-Phase, 18' or 23' Cable, 6' or 8' Cable Management Kit, Pedestal or Wall Mount, 8" Touch Display, Contactless Credit Card and RFID Reader, Cellular/Wi-Fi, UL, Power Share Jumper, 1YR Parts Warranty, Optional credit card reader | 2 | -2 | -2 | 1 | 0 | 0 | -2 | -2 | -2 | -2 | -2 | -2 | 1 | -2 | -2 | 2 | 0 | 2 | -1 | -1 | 1 | 1 | -2 | 1 | 1 | 1 | 1 | 0 | 0 | 0 | 1 | 1 | 1 | -1 | -1 | -1 | 1 | 1 | 1 | 1 | -1 | -1 | -2 | 1 | 1 | -1 | -1 | 1 | -2 | 1 | 1 | 1 | 1 | -1 | -1 | -1 | 1 | 1 | 2 | -2 | 1 | -2 | 1 | 1 | 1 | 1 | 1 | 1 | 1 | 1 | 0 | 0 | 0 | 0 | 0 | 0 | 0 | 0 | 1 | 1 | 1 | 1 | -2 | 1 | -2 | -2 | 1 | 1 | 1 | 1 | 2 | 2 | 1 | 1 | 0 | 1 | -1 | -1 | 1 | 1 | 1 | 1 | 1 | 1 | 1 | 1 | 1 | 1 | 0 | 1 | -1 | -1 | -1 | -2 | -2 |  | -2
Eaton | CP6####-50A-L##-ETN | 6000 Series | EPRI/Evergy | AC | 12 | 2025-07-22 | 2025-07-22 | Fully Networked | ChargePoint Network |  | CP6000 family, NA, AC Station, 1 or 2 x Type 1 Cable, 50A or 80A, 1-Phase, 18' or 23' Cable, 6' or 8' Cable Management Kit, Pedestal or Wall Mount, 8" Touch Display, Contactless Credit Card and RFID Reader, Cellular/Wi-Fi, UL, Power Share Jumper, 1YR Parts Warranty, Optional credit card reader | 2 | -2 | -2 | 1 | 0 | 0 | -2 | -2 | -2 | -2 | -2 | -2 | 1 | -2 | -2 | 2 | 0 | 2 | -1 | -1 | 1 | 1 | -2 | 1 | 1 | 1 | 1 | 0 | 0 | 0 | 1 | 1 | 1 | -1 | -1 | -1 | 1 | 1 | 1 | 1 | -1 | -1 | -2 | 1 | 1 | -1 | -1 | 1 | -2 | 1 | 1 | 1 | 1 | -1 | -1 | -1 | 1 | 1 | 2 | -2 | 1 | -2 | 1 | 1 | 1 | 1 | 1 | 1 | 1 | 1 | 0 | 0 | 0 | 0 | 0 | 0 | 0 | 0 | 1 | 1 | 1 | 1 | -2 | 1 | -2 | -2 | 1 | 1 | 1 | 1 | 2 | 2 | 1 | 1 | 0 | 1 | -1 | -1 | 1 | 1 | 1 | 1 | 1 | 1 | 1 | 1 | 1 | 1 | 0 | -1 | 1 | -1 | -1 | -2 | -2 |  | -2
Eaton | CP6####-80A-L##-ETN | 6000 Series | EPRI/Evergy | AC | 19.2 | 2025-07-22 | 2025-07-22 | Fully Networked | ChargePoint Network |  | CP6000 family, NA, AC Station, 1 or 2 x Type 1 Cable, 50A or 80A, 1-Phase, 18' or 23' Cable, 6' or 8' Cable Management Kit, Pedestal or Wall Mount, 8" Touch Display, Contactless Credit Card and RFID Reader, Cellular/Wi-Fi, UL, Power Share Jumper, 1YR Parts Warranty, Optional credit card reader | 2 | -2 | -2 | 1 | 0 | 0 | -2 | -2 | -2 | -2 | -2 | -2 | 1 | -2 | -2 | 2 | 0 | 2 | -1 | -1 | 1 | 1 | -2 | 1 | 1 | 1 | 1 | 0 | 0 | 0 | 1 | 1 | 1 | -1 | -1 | -1 | 1 | 1 | 1 | 1 | -1 | -1 | -2 | 1 | 1 | -1 | -1 | 1 | -2 | 1 | 1 | 1 | 1 | -1 | -1 | -1 | 1 | 1 | 2 | -2 | 1 | -2 | 1 | 1 | 1 | 1 | 1 | 1 | 1 | 1 | 0 | 0 | 0 | 0 | 0 | 0 | 0 | 0 | 1 | 1 | 1 | 1 | -2 | 1 | -2 | -2 | 1 | 1 | 1 | 1 | 2 | 2 | 1 | 1 | 0 | 1 | -1 | -1 | 1 | 1 | 1 | 1 | 1 | 1 | 1 | 1 | 1 | 1 | 0 | -1 | 1 | -1 | -1 | -2 | -2 |  | -2
Eaton | CPE250C-625-CCS1-200A-****-ETN | Express 250 | EPRI/Evergy | DC | 62.5 | 2025-07-22 | 2025-07-22 | Fully Networked | ChargePoint Network |  | ChargePoint Express 250 Station (62.5 kW) - includes Express 250 Station, 2x Power Modules, 1x CCS1 200A cable, 1x CHAdeMO cable or NACS, North America Modem/SIM, cUL and UL listed, requires CPE250-CMT-IMPERIAL in US, CPE250-CMT-METRIC in Canada. CPE250-CMT-IMPERIAL/METRIC not included. FWHA and FTA compliant models available as well as with integrated EMV Chip Reader terminal. | -2 | 2 | -2 | -2 | -2 | -2 | 1 | 1 | 1 | -1 | -2 | -2 | -2 | 1 | -2 | 2 | -2 | 2 | -1 | -1 | 1 | -2 | 1 | 1 | 1 | 1 | 1 | 1 | 1 | 1 | 1 | 1 | 1 | -1 | -1 | -1 | 1 | 1 | 1 | 1 | -1 | -1 | -2 | 1 | 1 | -1 | -1 | 1 | -2 | 1 | 1 | 1 | 1 | -1 | -1 | -1 | 1 | 1 | 2 | -2 | -2 | 1 | 1 | 1 | 1 | 1 | 1 | 1 | 1 | 1 | 1 | 1 | 1 | 1 | 1 | 1 | 1 | 1 | -2 | 1 | 1 | -2 | 1 | -2 | -1 | 1 | 1 | 1 | 1 | 1 | 2 | -2 | 1 | 1 | 1 | 1 | 1 | 1 | 1 | 1 | 1 | 1 | 1 | 1 | 1 | 1 | 1 | 1 | 0 | -2 | -2 | -1 | -1 | -2 | -2 |  | -2
Eaton | CPE280-800-NA-CHIP-ETN | Express 280 DC Fast Charging Station | EPRI | DC | 160 | 2025-07-22 | 2025-07-22 | Fully Networked | ChargePoint Network | Single or dual port | [Paired Unit, Credit Card Reader sku] ChargePoint Express 280 Station (80 kW) - includes Express 280 Station, 2x Power Modules, 1 or 2 connectors including CCS1, CHAdeMO, NACS. North America Modem/SIM, cUL and UL listed, FWHA and FTA compliant models available. | -2 | 2 | -2 | -2 | -2 | -2 | 1 | 1 | 1 | -1 | -2 | -2 | -2 | 1 | -2 | 2 | -2 | 2 | -1 | -1 | 1 | -2 | 1 | 1 | 1 | 1 | 1 | 1 | 1 | 1 | 1 | 1 | 1 | -1 | -1 | -1 | 1 | 1 | 1 | 1 | -1 | -1 | -2 | 1 | 1 | -1 | -1 | 1 | -2 | 1 | 1 | 1 | 1 | -1 | -1 | -1 | 1 | 1 | 2 | -2 | -2 | 1 | 1 | 1 | 1 | 1 | 1 | 1 | 1 | 1 | 1 | 1 | 1 | 1 | 1 | 1 | 1 | 1 | -2 | -1 | -1 | -2 | 1 | -2 | -1 | 1 | 1 | 1 | 1 | 1 | 2 | -2 | 1 | 1 | 1 | 1 | 1 | 1 | 1 | 1 | 1 | 1 | 1 | 1 | 1 | 1 | 1 | 1 | 0 | -2 | -2 | -1 | -1 | -2 | -2 |  | -2
Eaton | CPE280-800-NA-CHIP-ETN | Express 280 DC Fast Charging Station | EPRI | DC | 80 | 2025-07-22 | 2025-07-22 | Fully Networked | ChargePoint Network | Single or dual port | [Single Unit, Credit Card Reader sku] ChargePoint Express 280 Station (80 kW) - includes Express 280 Station, 2x Power Modules, 1 or 2 connectors including CCS1, CHAdeMO, NACS. North America Modem/SIM, cUL and UL listed, FWHA and FTA compliant models available. | -2 | 2 | -2 | -2 | -2 | -2 | 1 | 1 | 1 | -1 | -2 | -2 | -2 | 1 | -2 | 2 | -2 | 2 | -1 | -1 | 1 | -2 | 1 | 1 | 1 | 1 | 1 | 1 | 1 | 1 | 1 | 1 | 1 | -1 | -1 | -1 | 1 | 1 | 1 | 1 | -1 | -1 | -2 | 1 | 1 | -1 | -1 | 1 | -2 | 1 | 1 | 1 | 1 | -1 | -1 | -1 | 1 | 1 | 2 | -2 | -2 | 1 | 1 | 1 | 1 | 1 | 1 | 1 | 1 | 1 | 1 | 1 | 1 | 1 | 1 | 1 | 1 | 1 | -2 | -1 | -1 | -2 | 1 | -2 | -1 | 1 | 1 | 1 | 1 | 1 | 2 | -2 | 1 | 1 | 1 | 1 | 1 | 1 | 1 | 1 | 1 | 1 | 1 | 1 | 1 | 1 | 1 | 1 | 0 | -2 | -2 | -1 | -1 | -2 | -2 |  | -2
Eaton | CPE280-800-NA-ETN | Express 280 DC Fast Charging Station | EPRI | DC | 160 | 2025-07-22 | 2025-07-22 | Fully Networked | ChargePoint Network | Single or dual port | [Paired Unit] ChargePoint Express 280 Station (80 kW) - includes Express 280 Station, 2x Power Modules, 1 or 2 connectors including CCS1, CHAdeMO, NACS. North America Modem/SIM, cUL and UL listed, FWHA and FTA compliant models available. | -2 | 2 | -2 | -2 | -2 | -2 | 1 | 1 | 1 | -1 | -2 | -2 | -2 | 1 | -2 | 2 | -2 | 2 | -1 | -1 | 1 | -2 | 1 | 1 | 1 | 1 | 1 | 1 | 1 | 1 | 1 | 1 | 1 | -1 | -1 | -1 | 1 | 1 | 1 | 1 | -1 | -1 | -2 | 1 | 1 | -1 | -1 | 1 | -2 | 1 | 1 | 1 | 1 | -1 | -1 | -1 | 1 | 1 | 2 | -2 | -2 | 1 | 1 | 1 | 1 | 1 | 1 | 1 | 1 | 1 | 1 | 1 | 1 | 1 | 1 | 1 | 1 | 1 | -2 | -1 | -1 | -2 | 1 | -2 | -1 | 1 | 1 | 1 | 1 | 1 | 2 | -2 | 1 | 1 | 1 | 1 | 1 | 1 | 1 | 1 | 1 | 1 | 1 | 1 | 1 | 1 | 1 | 1 | 0 | -2 | -2 | -1 | -1 | -2 | -2 |  | -2
Eaton | CPE280-800-NA-ETN | Express 280 DC Fast Charging Station | EPRI | DC | 80 | 2025-07-22 | 2025-07-22 | Fully Networked | ChargePoint Network | Single or dual port | [Single Unit] ChargePoint Express 280 Station (80 kW) - includes Express 280 Station, 2x Power Modules, 1 or 2 connectors including CCS1, CHAdeMO, NACS. North America Modem/SIM, cUL and UL listed, FWHA and FTA compliant models available. | -2 | 2 | -2 | -2 | -2 | -2 | 1 | 1 | 1 | -1 | -2 | -2 | -2 | 1 | -2 | 2 | -2 | 2 | -1 | -1 | 1 | -2 | 1 | 1 | 1 | 1 | 1 | 1 | 1 | 1 | 1 | 1 | 1 | -1 | -1 | -1 | 1 | 1 | 1 | 1 | -1 | -1 | -2 | 1 | 1 | -1 | -1 | 1 | -2 | 1 | 1 | 1 | 1 | -1 | -1 | -1 | 1 | 1 | 2 | -2 | -2 | 1 | 1 | 1 | 1 | 1 | 1 | 1 | 1 | 1 | 1 | 1 | 1 | 1 | 1 | 1 | 1 | 1 | -2 | -1 | -1 | -2 | 1 | -2 | -1 | 1 | 1 | 1 | 1 | 1 | 2 | -2 | 1 | 1 | 1 | 1 | 1 | 1 | 1 | 1 | 1 | 1 | 1 | 1 | 1 | 1 | 1 | 1 | 0 | -2 | -2 | -1 | -1 | -2 | -2 |  | -2
Eaton | CPE280-800-NA-FHWA-ETN | Express 280 DC Fast Charging Station | EPRI | DC | 160 | 2025-07-22 | 2025-07-22 | Fully Networked | ChargePoint Network | Single or dual port | [Paired Unit, FHWA sku] ChargePoint Express 280 Station (80 kW) - includes Express 280 Station, 2x Power Modules, 1 or 2 connectors including CCS1, CHAdeMO, NACS. North America Modem/SIM, cUL and UL listed, FWHA and FTA compliant models available. | -2 | 2 | -2 | -2 | -2 | -2 | 1 | 1 | 1 | -1 | -2 | -2 | -2 | 1 | -2 | 2 | -2 | 2 | -1 | -1 | 1 | -2 | 1 | 1 | 1 | 1 | 1 | 1 | 1 | 1 | 1 | 1 | 1 | -1 | -1 | -1 | 1 | 1 | 1 | 1 | -1 | -1 | -2 | 1 | 1 | -1 | -1 | 1 | -2 | 1 | 1 | 1 | 1 | -1 | -1 | -1 | 1 | 1 | 2 | -2 | -2 | 1 | 1 | 1 | 1 | 1 | 1 | 1 | 1 | 1 | 1 | 1 | 1 | 1 | 1 | 1 | 1 | 1 | -2 | 1 | 1 | -2 | 1 | -2 | -1 | 1 | 1 | 1 | 1 | 1 | 2 | -2 | 1 | 1 | 1 | 1 | 1 | 1 | 1 | 1 | 1 | 1 | 1 | 1 | 1 | 1 | 1 | 1 | 0 | -2 | -2 | -1 | -1 | -2 | -2 |  | -2
Eaton | CPE280-800-NA-FHWA-ETN | Express 280 DC Fast Charging Station | EPRI | DC | 80 | 2025-07-22 | 2025-07-22 | Fully Networked | ChargePoint Network | Single or dual port | [Single Unit, FHWA sku] ChargePoint Express 280 Station (80 kW) - includes Express 280 Station, 2x Power Modules, 1 or 2 connectors including CCS1, CHAdeMO, NACS. North America Modem/SIM, cUL and UL listed, FWHA and FTA compliant models available. | -2 | 2 | -2 | -2 | -2 | -2 | 1 | 1 | 1 | -1 | -2 | -2 | -2 | 1 | -2 | 2 | -2 | 2 | -1 | -1 | 1 | -2 | 1 | 1 | 1 | 1 | 1 | 1 | 1 | 1 | 1 | 1 | 1 | -1 | -1 | -1 | 1 | 1 | 1 | 1 | -1 | -1 | -2 | 1 | 1 | -1 | -1 | 1 | -2 | 1 | 1 | 1 | 1 | -1 | -1 | -1 | 1 | 1 | 2 | -2 | -2 | 1 | 1 | 1 | 1 | 1 | 1 | 1 | 1 | 1 | 1 | 1 | 1 | 1 | 1 | 1 | 1 | 1 | -2 | 1 | 1 | -2 | 1 | -2 | -1 | 1 | 1 | 1 | 1 | 1 | 2 | -2 | 1 | 1 | 1 | 1 | 1 | 1 | 1 | 1 | 1 | 1 | 1 | 1 | 1 | 1 | 1 | 1 | 0 | -2 | -2 | -1 | -1 | -2 | -2 |  | -2
Eaton | CPF50- L##-******-40-ETN | CPF50 | EPRI/Evergy | AC | 9.6 | 2025-07-22 | 2025-07-22 | Fully Networked | ChargePoint Network | Single or dual port | CPF50 family, Single or Dual Port, Pedestal or Wall Mount, 50A, Type 1, Cable 18' or 23', Single Phase Charger, Cable Management Kit optional | 2 | -2 | -2 | 1 | 0 | 0 | -2 | -2 | -2 | -2 | -2 | -2 | 1 | -2 | -2 | 2 | 0 | 2 | -1 | -1 | 1 | 1 | -2 | 1 | 1 | 1 | 1 | 0 | 0 | 0 | 1 | 1 | 1 | -1 | -1 | -1 | 1 | 1 | 1 | 1 | -1 | -1 | -2 | 1 | 1 | -1 | -1 | 1 | -2 | 1 | 1 | 1 | 1 | -1 | -1 | -1 | 1 | 1 | 2 | -2 | 1 | -2 | -1 | -1 | 1 | -1 | 1 | -1 | -1 | 1 | 0 | 0 | 0 | 0 | 0 | 0 | 0 | 0 | 1 | -1 | -1 | 1 | -2 | 1 | -2 | -2 | 1 | 1 | 1 | 1 | 2 | 2 | 1 | 1 | 0 | 1 | -1 | -1 | 1 | 1 | 1 | 1 | 1 | 1 | 1 | -1 | -1 | 1 | 0 | 1 | -1 | -1 | -1 | -2 | -2 |  | -2
Eaton | CPF50- L##-******-ETN | CPF50 | EPRI/Evergy | AC | 12 | 2025-07-22 | 2025-07-22 | Fully Networked | ChargePoint Network | Single or dual port | CPF50 family, Single or Dual Port, Pedestal or Wall Mount, 50A, Type 1, Cable 18' or 23', Single Phase Charger, Cable Management Kit optional | 2 | -2 | -2 | 1 | 0 | 0 | -2 | -2 | -2 | -2 | -2 | -2 | 1 | -2 | -2 | 2 | 0 | 2 | -1 | -1 | 1 | 1 | -2 | 1 | 1 | 1 | 1 | 0 | 0 | 0 | 1 | 1 | 1 | -1 | -1 | -1 | 1 | 1 | 1 | 1 | -1 | -1 | -2 | 1 | 1 | -1 | -1 | 1 | -2 | 1 | 1 | 1 | 1 | -1 | -1 | -1 | 1 | 1 | 2 | -2 | 1 | -2 | -1 | -1 | 1 | -1 | 1 | -1 | -1 | 1 | 0 | 0 | 0 | 0 | 0 | 0 | 0 | 0 | 1 | -1 | -1 | 1 | -2 | 1 | -2 | -2 | 1 | 1 | 1 | 1 | 2 | 2 | 1 | 1 | 0 | 1 | -1 | -1 | 1 | 1 | 1 | 1 | 1 | 1 | 1 | -1 | -1 | 1 | 0 | -1 | 1 | -1 | -1 | -2 | -2 |  | -2
Eaton | CPH50-40-ETN | Home Flex | EPRI | AC | 9.6 | 2025-07-22 | 2025-07-22 | Fully Networked | ChargePoint Network | Single Port | CPH50 Dedicated Residential Charger, Single Port, J1772 or NACS, Wall Mount, 50A, Cable 18' or 23', Single Phase Charger | 2 | -2 | -2 | 1 | 0 | 0 | -2 | -2 | -2 | -2 | -2 | -2 | -1 | -2 | -2 | 2 | 0 | 2 | -1 | -1 | 1 | 1 | -2 | 1 | 1 | 1 | 1 | 0 | 0 | 0 | 0 | 0 | -1 | -1 | -1 | -1 | -1 | 1 | 1 | -1 | -1 | -1 | -2 | -1 | 1 | -1 | -1 | 1 | -2 | 1 | 1 | 1 | 1 | -1 | -1 | -1 | 1 | 1 | 2 | -2 | 1 | -2 | -1 | -1 | 1 | -1 | -1 | -1 | -1 | 1 | 0 | 0 | 0 | 0 | 0 | 0 | 0 | 0 | 1 | -1 | -1 | 1 | -2 | -1 | -2 | -2 | -1 | -1 | -1 | -1 | 2 | 2 | -1 | 1 | 0 | -1 | -1 | -1 | -1 | -1 | -1 | -1 | -1 | -1 | -1 | -1 | -1 | -1 | 0 | 1 | -1 | -1 | -1 | -2 | -2 |  | -2
Eaton | CPH50-ETN | Home Flex | EPRI | AC | 12 | 2025-07-22 | 2025-07-22 | Fully Networked | ChargePoint Network | Single Port | CPH50 Dedicated Residential Charger, Single Port, J1772 or NACS, Wall Mount, 50A, Cable 18' or 23', Single Phase Charger | 2 | -2 | -2 | 1 | 0 | 0 | -2 | -2 | -2 | -2 | -2 | -2 | -1 | -2 | -2 | 2 | 0 | 2 | -1 | -1 | 1 | 1 | -2 | 1 | 1 | 1 | 1 | 0 | 0 | 0 | 0 | 0 | -1 | -1 | -1 | -1 | -1 | 1 | 1 | -1 | -1 | -1 | -2 | -1 | 1 | -1 | -1 | 1 | -2 | 1 | 1 | 1 | 1 | -1 | -1 | -1 | 1 | 1 | 2 | -2 | 1 | -2 | -1 | -1 | 1 | -1 | -1 | -1 | -1 | 1 | 0 | 0 | 0 | 0 | 0 | 0 | 0 | 0 | 1 | -1 | -1 | 1 | -2 | -1 | -2 | -2 | -1 | -1 | -1 | -1 | 2 | 2 | -1 | 1 | 0 | -1 | -1 | -1 | -1 | -1 | -1 | -1 | -1 | -1 | -1 | -1 | -1 | -1 | 0 | -1 | 1 | -1 | -1 | -2 | -2 |  | -2
Eaton | CT40##-GW1-*****##-ETN | CT4000 | EPRI | AC | 7.2 | 2025-07-22 | 2025-07-22 | Fully Networked | ChargePoint Network |  | CT4000 family, NA, AC Station, 1 or 2 x Type 1 Cable, 30A, 1-Phase, 18' or 23' Cable, 6' or 8' Cable Management Kit, Pedestal or Wall Mount, 5.7" Display, Contactless Credit Card and RFID Reader | 2 | -2 | -2 | 1 | 0 | 0 | -2 | -2 | -2 | -2 | -2 | -2 | 1 | -2 | -2 | 2 | 0 | 2 | -1 | -1 | 1 | 1 | -2 | 1 | 1 | 1 | 1 | 0 | 0 | 0 | 0 | 0 | 1 | -1 | -1 | -1 | 1 | 1 | 1 | -1 | -1 | -1 | -2 | -1 | 1 | -1 | -1 | 1 | -2 | 1 | 1 | 1 | 1 | -1 | -1 | -1 | 1 | 1 | 2 | -2 | 1 | -2 | 1 | 1 | 1 | -1 | 1 | 1 | 1 | -1 | 0 | 0 | 0 | 0 | 0 | 0 | 0 | 0 | 1 | -1 | -1 | 1 | -2 | 1 | -2 | -2 | 1 | 1 | 1 | 1 | 2 | 2 | 1 | -1 | 0 | 1 | -1 | -1 | 1 | 1 | 1 | 1 | 1 | 1 | 1 | 1 | 1 | 1 | 0 | 1 | 1 | -1 | -1 | -2 | -2 |  | -2
Eaton | EXPP-PL20##-CHIP-ETN | Express Plus 2000 | EPRI | DC | 500 | 2025-07-22 | 2025-07-22 | Fully Networked | ChargePoint Network | Single or dual port | [CHIP sku]Express Plus system includes Power Block, Power Modules, and Power Link 2000 series; Each Power Link Dispenser can include 1 or 2 connctor including CCS, NACS, or CHAdeMO | -2 | 2 | -2 | -2 | -2 | -2 | 1 | 1 | 1 | -1 | -2 | -2 | -2 | 1 | -2 | 2 | -2 | 2 | -1 | -1 | 1 | -2 | 1 | 1 | 1 | 1 | 1 | 1 | 1 | 1 | 1 | 1 | -1 | -1 | -1 | -1 | -1 | 1 | 1 | 1 | -1 | -1 | -2 | 1 | 1 | -1 | -1 | 1 | -2 | 1 | 1 | 1 | 1 | -1 | -1 | -1 | 1 | 1 | 2 | -2 | -2 | 1 | 1 | 1 | 1 | 1 | 1 | 1 | 1 | 1 | 1 | 1 | 1 | 1 | 1 | 1 | 1 | 1 | -2 | -1 | -1 | -2 | 1 | -2 | 1 | 1 | 1 | 1 | 1 | 1 | 2 | -2 | 1 | 1 | 1 | 1 | 1 | 1 | 1 | 1 | 1 | 1 | 1 | 1 | 1 | 1 | 1 | 1 | 0 | -2 | -2 | -1 | -1 | -2 | -2 |  | -2
Eaton | EXPP-PL20##-ETN | Express Plus 2000 | EPRI | DC | 500 | 2025-07-22 | 2025-07-22 | Fully Networked | ChargePoint Network | Single or dual port | Express Plus system includes Power Block, Power Modules, and Power Link 2000 series; Each Power Link Dispenser can include 1 or 2 connctor including CCS, NACS, or CHAdeMO | -2 | 2 | -2 | -2 | -2 | -2 | 1 | 1 | 1 | -1 | -2 | -2 | -2 | 1 | -2 | 2 | -2 | 2 | -1 | -1 | 1 | -2 | 1 | 1 | 1 | 1 | 1 | 1 | 1 | 1 | 1 | 1 | -1 | -1 | -1 | -1 | -1 | 1 | 1 | 1 | -1 | -1 | -2 | 1 | 1 | -1 | -1 | 1 | -2 | 1 | 1 | 1 | 1 | -1 | -1 | -1 | 1 | 1 | 2 | -2 | -2 | 1 | 1 | 1 | 1 | 1 | 1 | 1 | 1 | 1 | 1 | 1 | 1 | 1 | 1 | 1 | 1 | 1 | -2 | -1 | -1 | -2 | 1 | -2 | 1 | 1 | 1 | 1 | 1 | 1 | 2 | -2 | 1 | 1 | 1 | 1 | 1 | 1 | 1 | 1 | 1 | 1 | 1 | 1 | 1 | 1 | 1 | 1 | 0 | -2 | -2 | -1 | -1 | -2 | -2 |  | -2
Eaton | EXPP-PL20##-FHWA-ETN | Express Plus 2000 | EPRI | DC | 500 | 2025-07-22 | 2025-07-22 | Fully Networked | ChargePoint Network | Single or dual port | [FHWA sku] Express Plus system includes Power Block, Power Modules, and Power Link 2000 series; Each Power Link Dispenser can include 1 or 2 connctor including CCS, NACS, or CHAdeMO | -2 | 2 | -2 | -2 | -2 | -2 | 1 | 1 | 1 | -1 | -2 | -2 | -2 | 1 | -2 | 2 | -2 | 2 | -1 | -1 | 1 | -2 | 1 | 1 | 1 | 1 | 1 | 1 | 1 | 1 | 1 | 1 | -1 | -1 | -1 | -1 | -1 | 1 | 1 | 1 | -1 | -1 | -2 | 1 | 1 | -1 | -1 | 1 | -2 | 1 | 1 | 1 | 1 | -1 | -1 | -1 | 1 | 1 | 2 | -2 | -2 | 1 | 1 | 1 | 1 | 1 | 1 | 1 | 1 | 1 | 1 | 1 | 1 | 1 | 1 | 1 | 1 | 1 | -2 | 1 | 1 | -2 | 1 | -2 | 1 | 1 | 1 | 1 | 1 | 1 | 2 | -2 | 1 | 1 | 1 | 1 | 1 | 1 | 1 | 1 | 1 | 1 | 1 | 1 | 1 | 1 | 1 | 1 | 0 | -2 | -2 | -1 | -1 | -2 | -2 |  | -2
Eaton | Express Plus 1000 Power Block: CPPB0001***-ETN PM1.5 43-001200-**-ETN EXPP-PL10##*-#*#*#-#*#*#-***-ETN | Express Plus | EPRI | DC | 500 | 2025-07-22 | 2025-07-22 | Fully Networked | ChargePoint Network |  | Express Plus system includes Power Block, Power Modules, and Power Link 1000 series; Used for Fleet or Commercial. | -2 | 2 | -2 | -2 | -2 | -2 | 1 | 1 | 1 | -1 | -2 | -2 | -2 | 1 | -2 | 2 | -2 | 2 | -1 | -1 | 1 | -2 | 1 | 1 | 1 | 1 | 1 | 1 | 1 | 1 | 1 | 1 | 1 | -1 | -1 | -1 | 1 | 1 | 1 | 1 | -1 | -1 | -2 | 1 | 1 | -1 | -1 | 1 | -2 | 1 | 1 | 1 | 1 | -1 | -1 | -1 | 1 | 1 | 2 | -2 | -2 | 1 | 1 | 1 | 1 | 1 | 1 | 1 | 1 | 1 | 1 | 1 | 1 | 1 | 1 | 1 | 1 | 1 | -2 | 1 | 1 | -2 | 1 | -2 | -1 | 1 | 1 | 1 | 1 | 1 | 2 | -2 | 1 | 1 | 1 | 1 | 1 | 1 | 1 | 1 | 1 | 1 | 1 | 1 | 1 | 1 | 1 | 1 | 0 | -2 | -2 | -1 | -1 | -2 | -2 |  | -2
Eaton | GMDC100-CCSX2 | 100kW CCSX2 | EPRI | DC | 100 | 2025-10-14 | 2024-07-12 | Fully Networked | CNM Software | Dual Port | dual cable | -2 | 2 | -2 | -2 | -2 | -2 | 1 | -1 | -1 | -1 | -2 | -2 | -2 | 1 | -2 | 2 | -2 | 2 | -1 | -1 | 1 | -2 | 1 | 1 | 1 | 1 | 1 | 1 | 1 | 1 | 1 | 1 | 1 | -1 | -1 | -1 | 1 | 1 | 1 | -1 | -1 | -1 | -2 | -1 | 1 | -1 | -1 | 1 | -2 | 1 | -1 | -1 | -1 | -1 | -1 | -1 | -1 | -1 | -1 | 1 | -2 | -1 | -1 | -1 | -1 | -1 | -1 | -1 | 1 | 1 | -1 | -1 | -1 | -1 | -1 | -1 | 1 | 1 | -2 | -1 | -1 | -2 | 1 | -2 | -1 | 1 | 1 | 1 | 1 | 1 | 2 | -2 | -1 | 1 | -1 | 1 | -1 | -1 | 1 | 1 | 1 | 1 | 1 | 1 | 1 | 1 | 1 | -1 | 1 | -2 | -2 | -1 | -1 | -2 | -2 |  | -2
Eaton | GMDC125-CCSX2 | 125kW CCSX2 | EPRI | DC | 125 | 2025-10-14 | 2024-07-12 | Fully Networked | CNM Software | Dual Port | dual cable | -2 | 2 | -2 | -2 | -2 | -2 | 1 | -1 | -1 | -1 | -2 | -2 | -2 | 1 | -2 | 2 | -2 | 2 | -1 | -1 | 1 | -2 | 1 | 1 | 1 | 1 | 1 | 1 | 1 | 1 | 1 | 1 | 1 | -1 | -1 | -1 | 1 | 1 | 1 | -1 | -1 | -1 | -2 | -1 | 1 | -1 | -1 | 1 | -2 | 1 | -1 | -1 | -1 | -1 | -1 | -1 | -1 | -1 | -1 | 1 | -2 | -1 | -1 | -1 | -1 | -1 | -1 | -1 | 1 | 1 | -1 | -1 | -1 | -1 | -1 | -1 | 1 | 1 | -2 | -1 | -1 | -2 | 1 | -2 | -1 | 1 | 1 | 1 | 1 | 1 | 2 | -2 | -1 | 1 | -1 | 1 | -1 | -1 | 1 | 1 | 1 | 1 | 1 | 1 | 1 | 1 | 1 | -1 | 1 | -2 | -2 | -1 | -1 | -2 | -2 |  | -2
Eaton | GMDC150-CCS | 150kW CCS | EPRI | DC | 150 | 2025-10-14 | 2024-07-12 | Fully Networked | CNM Software | Single Port | Single port | -2 | 2 | -2 | -2 | -2 | -2 | 1 | -1 | -1 | -1 | -2 | -2 | -2 | 1 | -2 | 2 | -2 | 2 | -1 | -1 | 1 | -2 | 1 | 1 | 1 | 1 | 1 | 1 | 1 | 1 | 1 | 1 | 1 | -1 | -1 | -1 | 1 | 1 | 1 | -1 | -1 | -1 | -2 | -1 | 1 | -1 | -1 | 1 | -2 | 1 | -1 | -1 | -1 | -1 | -1 | -1 | -1 | -1 | -1 | 1 | -2 | -1 | -1 | -1 | -1 | -1 | -1 | -1 | 1 | 1 | -1 | -1 | -1 | -1 | -1 | -1 | 1 | 1 | -2 | -1 | -1 | -2 | 1 | -2 | -1 | 1 | 1 | 1 | 1 | 1 | 2 | -2 | -1 | 1 | -1 | 1 | -1 | -1 | 1 | 1 | 1 | 1 | 1 | 1 | 1 | 1 | 1 | -1 | 1 | -2 | -2 | -1 | -1 | -2 | -2 |  | -2
Eaton | GMDC150-CCSX2 | 150kW CCSX2 | EPRI | DC | 150 | 2025-10-14 | 2024-07-12 | Fully Networked | CNM Software | Dual Port | dual cable | -2 | 2 | -2 | -2 | -2 | -2 | 1 | -1 | -1 | -1 | -2 | -2 | -2 | 1 | -2 | 2 | -2 | 2 | -1 | -1 | 1 | -2 | 1 | 1 | 1 | 1 | 1 | 1 | 1 | 1 | 1 | 1 | 1 | -1 | -1 | -1 | 1 | 1 | 1 | -1 | -1 | -1 | -2 | -1 | 1 | -1 | -1 | 1 | -2 | 1 | -1 | -1 | -1 | -1 | -1 | -1 | -1 | -1 | -1 | 1 | -2 | -1 | -1 | -1 | -1 | -1 | -1 | -1 | 1 | 1 | -1 | -1 | -1 | -1 | -1 | -1 | 1 | 1 | -2 | -1 | -1 | -2 | 1 | -2 | -1 | 1 | 1 | 1 | 1 | 1 | 2 | -2 | -1 | 1 | -1 | 1 | -1 | -1 | 1 | 1 | 1 | 1 | 1 | 1 | 1 | 1 | 1 | -1 | 1 | -2 | -2 | -1 | -1 | -2 | -2 |  | -2
Eaton | GMDC50-CCS | 50kW CCS | EPRI | DC | 50 | 2025-10-14 | 2024-07-12 | Fully Networked | CNM Software | Single Port | Single port | -2 | 2 | -2 | -2 | -2 | -2 | 1 | -1 | -1 | -1 | -2 | -2 | -2 | 1 | -2 | 2 | -2 | 2 | -1 | -1 | 1 | -2 | 1 | 1 | 1 | 1 | 1 | 1 | 1 | 1 | 1 | 1 | 1 | -1 | -1 | -1 | 1 | 1 | 1 | -1 | -1 | -1 | -2 | -1 | 1 | -1 | -1 | 1 | -2 | 1 | -1 | -1 | -1 | -1 | -1 | -1 | -1 | -1 | -1 | 1 | -2 | -1 | -1 | -1 | -1 | -1 | -1 | -1 | 1 | 1 | -1 | -1 | -1 | -1 | -1 | -1 | 1 | 1 | -2 | -1 | -1 | -2 | 1 | -2 | -1 | 1 | 1 | 1 | 1 | 1 | 2 | -2 | -1 | 1 | -1 | 1 | -1 | -1 | 1 | 1 | 1 | 1 | 1 | 1 | 1 | 1 | 1 | -1 | 1 | -2 | -2 | -1 | -1 | -2 | -2 |  | -2
Eaton | GMDC50-CCSX2 | 50kW CCSX2 | EPRI | DC | 50 | 2025-10-14 | 2024-07-12 | Fully Networked | CNM Software | Dual Port | dual cable | -2 | 2 | -2 | -2 | -2 | -2 | 1 | -1 | -1 | -1 | -2 | -2 | -2 | 1 | -2 | 2 | -2 | 2 | -1 | -1 | 1 | -2 | 1 | 1 | 1 | 1 | 1 | 1 | 1 | 1 | 1 | 1 | 1 | -1 | -1 | -1 | 1 | 1 | 1 | -1 | -1 | -1 | -2 | -1 | 1 | -1 | -1 | 1 | -2 | 1 | -1 | -1 | -1 | -1 | -1 | -1 | -1 | -1 | -1 | 1 | -2 | -1 | -1 | -1 | -1 | -1 | -1 | -1 | 1 | 1 | -1 | -1 | -1 | -1 | -1 | -1 | 1 | 1 | -2 | -1 | -1 | -2 | 1 | -2 | -1 | 1 | 1 | 1 | 1 | 1 | 2 | -2 | -1 | 1 | -1 | 1 | -1 | -1 | 1 | 1 | 1 | 1 | 1 | 1 | 1 | 1 | 1 | -1 | 1 | -2 | -2 | -1 | -1 | -2 | -2 |  | -2
Eaton | GMDC75-CCSX2 | 75kW CCSX2 | EPRI | DC | 75 | 2025-10-14 | 2024-07-12 | Fully Networked | CNM Software | Dual Port | dual cable | -2 | 2 | -2 | -2 | -2 | -2 | 1 | -1 | -1 | -1 | -2 | -2 | -2 | 1 | -2 | 2 | -2 | 2 | -1 | -1 | 1 | -2 | 1 | 1 | 1 | 1 | 1 | 1 | 1 | 1 | 1 | 1 | 1 | -1 | -1 | -1 | 1 | 1 | 1 | -1 | -1 | -1 | -2 | -1 | 1 | -1 | -1 | 1 | -2 | 1 | -1 | -1 | -1 | -1 | -1 | -1 | -1 | -1 | -1 | 1 | -2 | -1 | -1 | -1 | -1 | -1 | -1 | -1 | 1 | 1 | -1 | -1 | -1 | -1 | -1 | -1 | 1 | 1 | -2 | -1 | -1 | -2 | 1 | -2 | -1 | 1 | 1 | 1 | 1 | 1 | 2 | -2 | -1 | 1 | -1 | 1 | -1 | -1 | 1 | 1 | 1 | 1 | 1 | 1 | 1 | 1 | 1 | -1 | 1 | -2 | -2 | -1 | -1 | -2 | -2 |  | -2
Eaton | GMEV32BAB-DC / GMEV32BR-DC / GMEV32BAB-JB / GMEV32BR-JB / GMEV32BR-WC / GMEV32BR-WCPL GMEV32XXX-XXXX | Green Motion EV Charger | EPRI/Evergy | AC | 7.7 | 2025-06-17 | 2024-07-01 | Network Capable | NA |  |  | 2 | -2 | -2 | 1 | 0 | 0 | -2 | -2 | -2 | -2 | -2 | -2 | 1 | -2 | -2 | 2 | 0 | 2 | -1 | -1 | 1 | 1 | -2 | 1 | 1 | 1 | 1 | 0 | 0 | 0 | 1 | 1 | 1 | -1 | -1 | -1 | 1 | 1 | 1 | -1 | -1 | -1 | -2 | -1 | -2 | -2 | -2 | -2 | -2 | -2 | -2 | -2 | -2 | -2 | -2 | -2 | -2 | -2 | -2 | -2 | -1 | -2 | -1 | -2 | -2 | -1 | -2 | 1 | 1 | -1 | 0 | 0 | 0 | -2 | -2 | -2 | 0 | 0 | 1 | 0 | -2 | 0 | -2 | 0 | -2 | -2 | 1 | 0 | 0 | 1 | 2 | 0 | 0 | 0 | 0 | 0 | 0 | -2 | 1 | 1 | 0 | 0 | 0 | -2 | 0 | -2 | -2 | -2 | 0 | 1 | 1 | -1 | -1 | -2 | -2 |  | -2
Eaton | GMEV40CIE1B-WC/ GMEV40CIC1B-WC | Green Motion EV Charger | EPRI/Evergy | AC | 9.6 | 2025-06-17 | 2024-07-01 | Network Capable | NA |  |  | 2 | -2 | -2 | 1 | 0 | 0 | -2 | -2 | -2 | -2 | -2 | -2 | 1 | -2 | -2 | 2 | 0 | 2 | -1 | -1 | 1 | 1 | -2 | 1 | 1 | 1 | 1 | 0 | 0 | 0 | 1 | 1 | 1 | -1 | -1 | -1 | 1 | 1 | 1 | -1 | -1 | -1 | -2 | -1 | -2 | -2 | -2 | -2 | -2 | -2 | -2 | -2 | -2 | -2 | -2 | -2 | -2 | -2 | -2 | -2 | -1 | -2 | 1 | -2 | -2 | -1 | -2 | 1 | 1 | 1 | 0 | 0 | 0 | -2 | -2 | -2 | 0 | 0 | 1 | -1 | -2 | 1 | -2 | 1 | -2 | -2 | 1 | 1 | 1 | 1 | 2 | 2 | 1 | 1 | 0 | 1 | 0 | -2 | 1 | 1 | 1 | 1 | 1 | -2 | 1 | -2 | -2 | -2 | 0 | 1 | 1 | -1 | -1 | -2 | -2 |  | -2
Eaton | GMEV40CME1B-WC/ GMEV40CMC1B-WC/ GMEV40CMX1B-WC | Green Motion EV Charger | EPRI/Evergy | AC | 9.6 | 2025-06-17 | 2023-06-28 | Network Capable | NA |  |  | 2 | -2 | -2 | 1 | 0 | 0 | -2 | -2 | -2 | -2 | -2 | -2 | 1 | -2 | -2 | 2 | 0 | 2 | -1 | -1 | 1 | 1 | -2 | 1 | 1 | 1 | 1 | 0 | 0 | 0 | 1 | 1 | 1 | -1 | -1 | -1 | 1 | 1 | 1 | -1 | -1 | -1 | -2 | -1 | -2 | -2 | -2 | -2 | -2 | -2 | -2 | -2 | -2 | -2 | -2 | -2 | -2 | -2 | -2 | -2 | -1 | -2 | 1 | -2 | -2 | -1 | -2 | 1 | 1 | -1 | 0 | 0 | 0 | -2 | -2 | -2 | 0 | 0 | 1 | -1 | -2 | 1 | -2 | 1 | -2 | -2 | 1 | 1 | 1 | 1 | 2 | 2 | 1 | -1 | 0 | 1 | 0 | -2 | 1 | 1 | 1 | 1 | 1 | -2 | 1 | -2 | -2 | -2 | 0 | 1 | 1 | -1 | -1 | -2 | -2 |  | -2
Eaton | GMEV48CMC1-WC | Green Motion Building Pro | EPRI | AC | 11.5 | 2024-07-01 | 2024-07-01 | Network Capable | N/A | Single Port | Single port. | 2 | -2 | -2 | 1 | -1 | 1 | -2 | -2 | -2 | -2 | -2 | -2 | 1 | -2 | -2 | 2 | 0 | 2 | -1 | -1 | 1 | 1 | -2 | 1 | 1 | 1 | 1 | 1 | 1 | 1 | 1 | 1 | 1 | -1 | -1 | -1 | 1 | 1 | 1 | -1 | -1 | -1 | -2 | -1 | -2 | -2 | -2 | -2 | -2 | -2 | -2 | -2 | -2 | -2 | -2 | -2 | -2 | -2 | -2 | -2 | 1 | -2 | 1 | -2 | -2 | -1 | -2 | 1 | 1 | -1 | 1 | -1 | 1 | -2 | -2 | -2 | 1 | 1 | 1 | -1 | -1 | 1 | -2 | 1 | -2 | -2 | 1 | 1 | 1 | 1 | 2 | 2 | 1 | -1 | -1 | 1 | -1 | -1 | -1 | 1 | 1 | 1 | 1 | -2 | 1 | -2 | -2 | -2 | 1 | -1 | 1 | -1 | -1 | -2 | -2 |  | 1
Eaton | GMEV48CMC1-WC-40 | Green Motion Building Pro | EPRI | AC | 9.6 | 2024-07-01 | 2024-07-01 | Network Capable | N/A | Single Port | Single port. | 2 | -2 | -2 | 1 | -1 | 1 | -2 | -2 | -2 | -2 | -2 | -2 | 1 | -2 | -2 | 2 | 0 | 2 | -1 | -1 | 1 | 1 | -2 | 1 | 1 | 1 | 1 | 1 | 1 | 1 | 1 | 1 | 1 | -1 | -1 | -1 | 1 | 1 | 1 | -1 | -1 | -1 | -2 | -1 | -2 | -2 | -2 | -2 | -2 | -2 | -2 | -2 | -2 | -2 | -2 | -2 | -2 | -2 | -2 | -2 | 1 | -2 | 1 | -2 | -2 | -1 | -2 | 1 | 1 | -1 | 1 | -1 | 1 | -2 | -2 | -2 | 1 | 1 | 1 | -1 | -1 | 1 | -2 | 1 | -2 | -2 | 1 | 1 | 1 | 1 | 2 | 2 | 1 | -1 | -1 | 1 | -1 | -1 | -1 | 1 | 1 | 1 | 1 | -2 | 1 | -2 | -2 | -2 | 1 | 1 | -1 | -1 | -1 | -2 | -2 |  | 1
Eaton | GMEV48CME1-WC | Green Motion Building Pro | EPRI | AC | 11.5 | 2024-07-01 | 2024-07-01 | Network Capable | N/A | Single Port | Single port. | 2 | -2 | -2 | 1 | -1 | 1 | -2 | -2 | -2 | -2 | -2 | -2 | 1 | -2 | -2 | 2 | 0 | 2 | -1 | -1 | 1 | 1 | -2 | 1 | 1 | 1 | 1 | 1 | 1 | 1 | 1 | 1 | 1 | -1 | -1 | -1 | 1 | 1 | 1 | -1 | -1 | -1 | -2 | -1 | -2 | -2 | -2 | -2 | -2 | -2 | -2 | -2 | -2 | -2 | -2 | -2 | -2 | -2 | -2 | -2 | 1 | -2 | 1 | -2 | -2 | -1 | -2 | 1 | 1 | -1 | 1 | -1 | 1 | -2 | -2 | -2 | 1 | 1 | 1 | -1 | -1 | 1 | -2 | 1 | -2 | -2 | 1 | 1 | 1 | 1 | 2 | 2 | 1 | -1 | -1 | 1 | -1 | -1 | -1 | 1 | 1 | 1 | 1 | -2 | 1 | -2 | -2 | -2 | 1 | -1 | 1 | -1 | -1 | -2 | -2 |  | 1
Eaton | GMEV48CME1-WC-40 | Green Motion Building Pro | EPRI | AC | 9.6 | 2024-07-01 | 2024-07-01 | Network Capable | N/A | Single Port | Single port. | 2 | -2 | -2 | 1 | -1 | 1 | -2 | -2 | -2 | -2 | -2 | -2 | 1 | -2 | -2 | 2 | 0 | 2 | -1 | -1 | 1 | 1 | -2 | 1 | 1 | 1 | 1 | 1 | 1 | 1 | 1 | 1 | 1 | -1 | -1 | -1 | 1 | 1 | 1 | -1 | -1 | -1 | -2 | -1 | -2 | -2 | -2 | -2 | -2 | -2 | -2 | -2 | -2 | -2 | -2 | -2 | -2 | -2 | -2 | -2 | 1 | -2 | 1 | -2 | -2 | -1 | -2 | 1 | 1 | -1 | 1 | -1 | 1 | -2 | -2 | -2 | 1 | 1 | 1 | -1 | -1 | 1 | -2 | 1 | -2 | -2 | 1 | 1 | 1 | 1 | 2 | 2 | 1 | -1 | -1 | 1 | -1 | -1 | -1 | 1 | 1 | 1 | 1 | -2 | 1 | -2 | -2 | -2 | 1 | 1 | -1 | -1 | -1 | -2 | -2 |  | 1
Eaton | GMEV80CIE1B-WC/ GMEV80CIC1B-WC | Green Motion EV Charger | EPRI/Evergy | AC | 19.2 | 2025-06-17 | 2024-07-01 | Network Capable | NA |  |  | 2 | -2 | -2 | 1 | 0 | 0 | -2 | -2 | -2 | -2 | -2 | -2 | 1 | -2 | -2 | 2 | 0 | 2 | -1 | -1 | 1 | 1 | -2 | 1 | 1 | 1 | 1 | 0 | 0 | 0 | 1 | 1 | 1 | -1 | -1 | -1 | 1 | 1 | 1 | -1 | -1 | -1 | -2 | -1 | -2 | -2 | -2 | -2 | -2 | -2 | -2 | -2 | -2 | -2 | -2 | -2 | -2 | -2 | -2 | -2 | -1 | -2 | 1 | -2 | -2 | -1 | -2 | 1 | 1 | 1 | 0 | 0 | 0 | -2 | -2 | -2 | 0 | 0 | 1 | -1 | -2 | 1 | -2 | 1 | -2 | -2 | 1 | 1 | 1 | 1 | 2 | 2 | 1 | 1 | 0 | 1 | 0 | -2 | 1 | 1 | 1 | 1 | 1 | -2 | 1 | -2 | -2 | -2 | 0 | -1 | 1 | -1 | -1 | -2 | -2 |  | -2
Eaton | GMEV80CMC1-WC | Green Motion Fleet Pro | EPRI | AC | 19.2 | 2024-07-01 | 2024-07-01 | Network Capable | N/A | Single Port | Single port. | 2 | -2 | -2 | 1 | -1 | 1 | -2 | -2 | -2 | -2 | -2 | -2 | 1 | -2 | -2 | 2 | 0 | 2 | -1 | -1 | 1 | 1 | -2 | 1 | 1 | 1 | 1 | 1 | 1 | 1 | 1 | 1 | 1 | -1 | -1 | -1 | 1 | 1 | 1 | -1 | -1 | -1 | -2 | -1 | -2 | -2 | -2 | -2 | -2 | -2 | -2 | -2 | -2 | -2 | -2 | -2 | -2 | -2 | -2 | -2 | 1 | -2 | 1 | -2 | -2 | -1 | -2 | 1 | 1 | -1 | 1 | -1 | 1 | -2 | -2 | -2 | 1 | 1 | 1 | -1 | -1 | 1 | -2 | 1 | -2 | -2 | 1 | 1 | 1 | 1 | 2 | 2 | 1 | -1 | -1 | 1 | -1 | -1 | -1 | 1 | 1 | 1 | 1 | -2 | 1 | -2 | -2 | -2 | 1 | -1 | 1 | -1 | -1 | -2 | -2 |  | 1
Eaton | GMEV80CMC1-WC-40 | Green Motion Fleet Pro | EPRI | AC | 9.6 | 2024-07-01 | 2024-07-01 | Network Capable | N/A | Single Port | Single port. | 2 | -2 | -2 | 1 | -1 | 1 | -2 | -2 | -2 | -2 | -2 | -2 | 1 | -2 | -2 | 2 | 0 | 2 | -1 | -1 | 1 | 1 | -2 | 1 | 1 | 1 | 1 | 1 | 1 | 1 | 1 | 1 | 1 | -1 | -1 | -1 | 1 | 1 | 1 | -1 | -1 | -1 | -2 | -1 | -2 | -2 | -2 | -2 | -2 | -2 | -2 | -2 | -2 | -2 | -2 | -2 | -2 | -2 | -2 | -2 | 1 | -2 | 1 | -2 | -2 | -1 | -2 | 1 | 1 | -1 | 1 | -1 | 1 | -2 | -2 | -2 | 1 | 1 | 1 | -1 | -1 | 1 | -2 | 1 | -2 | -2 | 1 | 1 | 1 | 1 | 2 | 2 | 1 | -1 | -1 | 1 | -1 | -1 | -1 | 1 | 1 | 1 | 1 | -2 | 1 | -2 | -2 | -2 | 1 | 1 | -1 | -1 | -1 | -2 | -2 |  | 1
Eaton | GMEV80CMC1B-AA | Green Motion EV Charger | EPRI/Evergy | AC | 19.2 | 2025-06-17 | 2024-07-01 | Network Capable | NA |  | AB Phasing/Cellular | 2 | -2 | -2 | 1 | 0 | 0 | -2 | -2 | -2 | -2 | -2 | -2 | 1 | -2 | -2 | 2 | 0 | 2 | -1 | -1 | 1 | 1 | -2 | 1 | 1 | 1 | 1 | 0 | 0 | 0 | 1 | 1 | 1 | -1 | -1 | -1 | 1 | 1 | 1 | -1 | -1 | -1 | -2 | -1 | -2 | -2 | -2 | -2 | -2 | -2 | -2 | -2 | -2 | -2 | -2 | -2 | -2 | -2 | -2 | -2 | -1 | -2 | 1 | -2 | -2 | -1 | -2 | 1 | 1 | -1 | 0 | 0 | 0 | -2 | -2 | -2 | 0 | 0 | 1 | -1 | -2 | 1 | -2 | 1 | -2 | -2 | 1 | 1 | 1 | 1 | 2 | 2 | 1 | -1 | 0 | 1 | 0 | -2 | 1 | 1 | 1 | 1 | 1 | -2 | 1 | -2 | -2 | -2 | 0 | -1 | 1 | -1 | -1 | -2 | -2 |  | -2
Eaton | GMEV80CMC1B-AB | Green Motion EV Charger | EPRI/Evergy | AC | 19.2 | 2025-06-17 | 2024-07-01 | Network Capable | NA |  | BC Phasing/Cellular | 2 | -2 | -2 | 1 | 0 | 0 | -2 | -2 | -2 | -2 | -2 | -2 | 1 | -2 | -2 | 2 | 0 | 2 | -1 | -1 | 1 | 1 | -2 | 1 | 1 | 1 | 1 | 0 | 0 | 0 | 1 | 1 | 1 | -1 | -1 | -1 | 1 | 1 | 1 | -1 | -1 | -1 | -2 | -1 | -2 | -2 | -2 | -2 | -2 | -2 | -2 | -2 | -2 | -2 | -2 | -2 | -2 | -2 | -2 | -2 | -1 | -2 | 1 | -2 | -2 | -1 | -2 | 1 | 1 | -1 | 0 | 0 | 0 | -2 | -2 | -2 | 0 | 0 | 1 | -1 | -2 | 1 | -2 | 1 | -2 | -2 | 1 | 1 | 1 | 1 | 2 | 2 | 1 | -1 | 0 | 1 | 0 | -2 | 1 | 1 | 1 | 1 | 1 | -2 | 1 | -2 | -2 | -2 | 0 | -1 | 1 | -1 | -1 | -2 | -2 |  | -2
Eaton | GMEV80CMC1B-AC | Green Motion EV Charger | EPRI/Evergy | AC | 19.2 | 2025-06-17 | 2024-07-01 | Network Capable | NA |  | CA Phasing/Cellular | 2 | -2 | -2 | 1 | 0 | 0 | -2 | -2 | -2 | -2 | -2 | -2 | 1 | -2 | -2 | 2 | 0 | 2 | -1 | -1 | 1 | 1 | -2 | 1 | 1 | 1 | 1 | 0 | 0 | 0 | 1 | 1 | 1 | -1 | -1 | -1 | 1 | 1 | 1 | -1 | -1 | -1 | -2 | -1 | -2 | -2 | -2 | -2 | -2 | -2 | -2 | -2 | -2 | -2 | -2 | -2 | -2 | -2 | -2 | -2 | -1 | -2 | 1 | -2 | -2 | -1 | -2 | 1 | 1 | -1 | 0 | 0 | 0 | -2 | -2 | -2 | 0 | 0 | 1 | -1 | -2 | 1 | -2 | 1 | -2 | -2 | 1 | 1 | 1 | 1 | 2 | 2 | 1 | -1 | 0 | 1 | 0 | -2 | 1 | 1 | 1 | 1 | 1 | -2 | 1 | -2 | -2 | -2 | 0 | -1 | 1 | -1 | -1 | -2 | -2 |  | -2
Eaton | GMEV80CME1-WC | Green Motion Fleet Pro | EPRI | AC | 19.2 | 2024-07-01 | 2024-07-01 | Network Capable | N/A | Single Port | Single port. | 2 | -2 | -2 | 1 | -1 | 1 | -2 | -2 | -2 | -2 | -2 | -2 | 1 | -2 | -2 | 2 | 0 | 2 | -1 | -1 | 1 | 1 | -2 | 1 | 1 | 1 | 1 | 1 | 1 | 1 | 1 | 1 | 1 | -1 | -1 | -1 | 1 | 1 | 1 | -1 | -1 | -1 | -2 | -1 | -2 | -2 | -2 | -2 | -2 | -2 | -2 | -2 | -2 | -2 | -2 | -2 | -2 | -2 | -2 | -2 | 1 | -2 | 1 | -2 | -2 | -1 | -2 | 1 | 1 | -1 | 1 | -1 | 1 | -2 | -2 | -2 | 1 | 1 | 1 | -1 | -1 | 1 | -2 | 1 | -2 | -2 | 1 | 1 | 1 | 1 | 2 | 2 | 1 | -1 | -1 | 1 | -1 | -1 | -1 | 1 | 1 | 1 | 1 | -2 | 1 | -2 | -2 | -2 | 1 | -1 | 1 | -1 | -1 | -2 | -2 |  | 1
Eaton | GMEV80CME1-WC-40 | Green Motion Fleet Pro | EPRI | AC | 9.6 | 2024-07-01 | 2024-07-01 | Network Capable | N/A | Single Port | Single port. | 2 | -2 | -2 | 1 | -1 | 1 | -2 | -2 | -2 | -2 | -2 | -2 | 1 | -2 | -2 | 2 | 0 | 2 | -1 | -1 | 1 | 1 | -2 | 1 | 1 | 1 | 1 | 1 | 1 | 1 | 1 | 1 | 1 | -1 | -1 | -1 | 1 | 1 | 1 | -1 | -1 | -1 | -2 | -1 | -2 | -2 | -2 | -2 | -2 | -2 | -2 | -2 | -2 | -2 | -2 | -2 | -2 | -2 | -2 | -2 | 1 | -2 | 1 | -2 | -2 | -1 | -2 | 1 | 1 | -1 | 1 | -1 | 1 | -2 | -2 | -2 | 1 | 1 | 1 | -1 | -1 | 1 | -2 | 1 | -2 | -2 | 1 | 1 | 1 | 1 | 2 | 2 | 1 | -1 | -1 | 1 | -1 | -1 | -1 | 1 | 1 | 1 | 1 | -2 | 1 | -2 | -2 | -2 | 1 | 1 | -1 | -1 | -1 | -2 | -2 |  | 1
Eaton | GMEV80CME1B-AA | Green Motion EV Charger | EPRI/Evergy | AC | 19.2 | 2025-06-17 | 2024-07-01 | Network Capable | NA |  | AB Phasing/Wi-Fi | 2 | -2 | -2 | 1 | 0 | 0 | -2 | -2 | -2 | -2 | -2 | -2 | 1 | -2 | -2 | 2 | 0 | 2 | -1 | -1 | 1 | 1 | -2 | 1 | 1 | 1 | 1 | 0 | 0 | 0 | 1 | 1 | 1 | -1 | -1 | -1 | 1 | 1 | 1 | -1 | -1 | -1 | -2 | -1 | -2 | -2 | -2 | -2 | -2 | -2 | -2 | -2 | -2 | -2 | -2 | -2 | -2 | -2 | -2 | -2 | -1 | -2 | 1 | -2 | -2 | -1 | -2 | 1 | 1 | -1 | 0 | 0 | 0 | -2 | -2 | -2 | 0 | 0 | 1 | -1 | -2 | 1 | -2 | 1 | -2 | -2 | 1 | 1 | 1 | 1 | 2 | 2 | 1 | -1 | 0 | 1 | 0 | -2 | 1 | 1 | 1 | 1 | 1 | -2 | 1 | -2 | -2 | -2 | 0 | -1 | 1 | -1 | -1 | -2 | -2 |  | -2
Eaton | GMEV80CME1B-AB | Green Motion EV Charger | EPRI/Evergy | AC | 19.2 | 2025-06-17 | 2024-07-01 | Network Capable | NA |  | BC Phasing/Wi-Fi | 2 | -2 | -2 | 1 | 0 | 0 | -2 | -2 | -2 | -2 | -2 | -2 | 1 | -2 | -2 | 2 | 0 | 2 | -1 | -1 | 1 | 1 | -2 | 1 | 1 | 1 | 1 | 0 | 0 | 0 | 1 | 1 | 1 | -1 | -1 | -1 | 1 | 1 | 1 | -1 | -1 | -1 | -2 | -1 | -2 | -2 | -2 | -2 | -2 | -2 | -2 | -2 | -2 | -2 | -2 | -2 | -2 | -2 | -2 | -2 | -1 | -2 | 1 | -2 | -2 | -1 | -2 | 1 | 1 | -1 | 0 | 0 | 0 | -2 | -2 | -2 | 0 | 0 | 1 | -1 | -2 | 1 | -2 | 1 | -2 | -2 | 1 | 1 | 1 | 1 | 2 | 2 | 1 | -1 | 0 | 1 | 0 | -2 | 1 | 1 | 1 | 1 | 1 | -2 | 1 | -2 | -2 | -2 | 0 | -1 | 1 | -1 | -1 | -2 | -2 |  | -2
Eaton | GMEV80CME1B-AC | Green Motion EV Charger | EPRI/Evergy | AC | 19.2 | 2025-06-17 | 2024-07-01 | Network Capable | NA |  | CA Phasing/Wi-Fi | 2 | -2 | -2 | 1 | 0 | 0 | -2 | -2 | -2 | -2 | -2 | -2 | 1 | -2 | -2 | 2 | 0 | 2 | -1 | -1 | 1 | 1 | -2 | 1 | 1 | 1 | 1 | 0 | 0 | 0 | 1 | 1 | 1 | -1 | -1 | -1 | 1 | 1 | 1 | -1 | -1 | -1 | -2 | -1 | -2 | -2 | -2 | -2 | -2 | -2 | -2 | -2 | -2 | -2 | -2 | -2 | -2 | -2 | -2 | -2 | -1 | -2 | 1 | -2 | -2 | -1 | -2 | 1 | 1 | -1 | 0 | 0 | 0 | -2 | -2 | -2 | 0 | 0 | 1 | -1 | -2 | 1 | -2 | 1 | -2 | -2 | 1 | 1 | 1 | 1 | 2 | 2 | 1 | -1 | 0 | 1 | 0 | -2 | 1 | 1 | 1 | 1 | 1 | -2 | 1 | -2 | -2 | -2 | 0 | -1 | 1 | -1 | -1 | -2 | -2 |  | -2
Eaton | GMEV80CME1B-WC/ GMEV80CMC1B-WC/ GMEV80CMX1B-WC | Green Motion EV Charger | EPRI/Evergy | AC | 19.2 | 2025-06-17 | 2024-07-01 | Network Capable | NA |  |  | 2 | -2 | -2 | 1 | 0 | 0 | -2 | -2 | -2 | -2 | -2 | -2 | 1 | -2 | -2 | 2 | 0 | 2 | -1 | -1 | 1 | 1 | -2 | 1 | 1 | 1 | 1 | 0 | 0 | 0 | 1 | 1 | 1 | -1 | -1 | -1 | 1 | 1 | 1 | -1 | -1 | -1 | -2 | -1 | -2 | -2 | -2 | -2 | -2 | -2 | -2 | -2 | -2 | -2 | -2 | -2 | -2 | -2 | -2 | -2 | -1 | -2 | 1 | -2 | -2 | -1 | -2 | 1 | 1 | -1 | 0 | 0 | 0 | -2 | -2 | -2 | 0 | 0 | 1 | -1 | -2 | 1 | -2 | 1 | -2 | -2 | 1 | 1 | 1 | 1 | 2 | 2 | 1 | -1 | 0 | 1 | 0 | -2 | 1 | 1 | 1 | 1 | 1 | -2 | 1 | -2 | -2 | -2 | 0 | -1 | 1 | -1 | -1 | -2 | -2 |  | -2
Eaton |  |  | EPRI/PGE/Evergy | NETWORK | NA | 2025-06-17 | 2023-06-28 | Network Software | Eaton Network |  |  | -2 | -2 | -2 | -2 | -2 | -2 | -2 | -2 | -2 | -2 | -2 | -2 | -2 | -2 | -2 | -2 | -2 | -2 | -2 | -2 | -2 | -2 | -2 | -2 | -2 | -2 | -2 | -2 | -2 | -2 | -2 | -2 | -2 | -2 | -2 | -2 | -2 | -2 | -2 | -2 | -2 | -2 | -2 | -2 | 1 | -1 | -1 | 1 | -2 | -1 | 1 | 1 | -1 | -1 | -1 | -1 | -1 | 1 | 2 | 1 | -2 | -2 | -1 | -1 | 1 | -1 | 1 | 1 | -2 | -1 | -2 | 0 | 0 | 0 | 0 | 0 | 0 | 0 | -2 | -2 | -2 | -2 | -2 | -2 | -2 | -2 | -2 | 1 | 1 | 1 | -2 | -2 | 0 | -2 | -2 | 1 | -2 | -1 | -2 | 1 | 1 | 1 | 1 | -1 | 1 | 1 | 1 | 1 | 1 | -2 | -2 | -1 | -1 | 1 | -1 |  | -2
EFACEC | HV160 | Ultra Fast Charging Station | SCE/Evergy | DC | 160 | 2025-06-17 | 2024-07-01 | Network Capable | NA |  | Vetted with non-liquid cooled cables. | -2 | 2 | -2 | -2 | -2 | -2 | 1 | 0 | 0 | 0 | -2 | -2 | -2 | 1 | -2 | 0 | 0 | 0 | -1 | -1 | 1 | -2 | 0 | 1 | 1 | 1 | 1 | 0 | 0 | 0 | 1 | 1 | 1 | -1 | -1 | -1 | 1 | 1 | 1 | 0 | -1 | -1 | -2 | 0 | -2 | -2 | -2 | -2 | -2 | -2 | -2 | -2 | -2 | -2 | -2 | -2 | -2 | -2 | -2 | -2 | -2 | 0 | 0 | -2 | -2 | 0 | -2 | 0 | -1 | -1 | 0 | 0 | 0 | -2 | -2 | -2 | 0 | 0 | -2 | 0 | -2 | -2 | 0 | -2 | 0 | 0 | 1 | 0 | 0 | 1 | 2 | -2 | 0 | 0 | 0 | 0 | 0 | -2 | 1 | 1 | 0 | 0 | 0 | -2 | 0 | -2 | -2 | -2 | 0 | -2 | -2 | 1 | -1 | -2 | -2 |  | -2
EFACEC | HV175 | Ultra Fast Charging Station | SCE/Evergy | DC | 160 | 2025-06-17 | 2024-07-01 | Network Capable | NA |  | Vetted with non-liquid cooled cables. | -2 | 2 | -2 | -2 | -2 | -2 | 1 | 0 | 0 | 0 | -2 | -2 | -2 | 1 | -2 | 0 | 0 | 0 | -1 | -1 | 1 | -2 | 0 | 1 | 1 | 1 | 1 | 0 | 0 | 0 | 1 | 1 | 1 | -1 | -1 | -1 | 1 | 1 | 1 | 0 | -1 | -1 | -2 | 0 | -2 | -2 | -2 | -2 | -2 | -2 | -2 | -2 | -2 | -2 | -2 | -2 | -2 | -2 | -2 | -2 | -2 | 0 | 0 | -2 | -2 | 0 | -2 | 0 | -1 | -1 | 0 | 0 | 0 | -2 | -2 | -2 | 0 | 0 | -2 | 0 | -2 | -2 | 0 | -2 | 0 | 0 | 1 | 0 | 0 | 1 | 2 | -2 | 0 | 0 | 0 | 0 | 0 | -2 | 1 | 1 | 0 | 0 | 0 | -2 | 0 | -2 | -2 | -2 | 0 | -2 | -2 | 1 | -1 | -2 | -2 |  | -2
EFACEC | Public Charger | Public Charger | SCE | AC | 7.2 | 2024-07-01 | 2024-07-01 | Network Capable | NA | Dual Port | Dual Port, Standalone network capability | 2 | -2 | -2 | 1 | 0 | 0 | -2 | -2 | -2 | -2 | -2 | -2 | 1 | -2 | -2 | 0 | 0 | 0 | -1 | -1 | 1 | 0 | -2 | 1 | 1 | 1 | 1 | 0 | 0 | 0 | 0 | 0 | 0 | -1 | -1 | -1 | 1 | 1 | 1 | 0 | -1 | -1 | -2 | 0 | -2 | -2 | -2 | -2 | -2 | -2 | -2 | -2 | -2 | -2 | -2 | -2 | -2 | -2 | -2 | -2 | 0 | -2 | 0 | -2 | -2 | 0 | -2 | 0 | -1 | -1 | 0 | 0 | 0 | -2 | -2 | -2 | 0 | 0 | -1 | 0 | -2 | 0 | -2 | 0 | -2 | -2 | 0 | 0 | 0 | 0 | 2 | 0 | 0 | 0 | 0 | 0 | 0 | -2 | 0 | 0 | 0 | 0 | 0 | -2 | 0 | -2 | -2 | -2 | 0 | 1 | 1 | 1 | -1 | -2 | -2 |  | -2
EFACEC | Public Charger | Public Charger | SCE | AC | 7.2 | 2024-07-01 | 2024-07-01 | Network Capable | NA | Single Port | Single Port, Standalone network capability | 2 | -2 | -2 | 1 | 0 | 0 | -2 | -2 | -2 | -2 | -2 | -2 | 1 | -2 | -2 | 0 | 0 | 0 | -1 | -1 | 1 | 0 | -2 | 1 | 1 | 1 | 1 | 0 | 0 | 0 | 0 | 0 | 0 | -1 | -1 | -1 | 1 | 1 | 1 | 0 | -1 | -1 | -2 | 0 | -2 | -2 | -2 | -2 | -2 | -2 | -2 | -2 | -2 | -2 | -2 | -2 | -2 | -2 | -2 | -2 | 0 | -2 | 0 | -2 | -2 | 0 | -2 | 0 | -1 | -1 | 0 | 0 | 0 | -2 | -2 | -2 | 0 | 0 | -1 | 0 | -2 | 0 | -2 | 0 | -2 | -2 | 0 | 0 | 0 | 0 | 2 | 0 | 0 | 0 | 0 | 0 | 0 | -2 | 0 | 0 | 0 | 0 | 0 | -2 | 0 | -2 | -2 | -2 | 0 | 1 | 1 | 1 | -1 | -2 | -2 |  | -2
EFACEC | QC20 | Quick Charging Station | SCE/Evergy | DC | 25 | 2025-06-17 | 2024-07-01 | Network Capable | NA | 1x CCS1 connector 1x CHAdeMO connector | 1x CCS1 connector 1x CHAdeMO connector | -2 | 2 | -2 | -2 | -2 | -2 | 1 | 1 | 0 | 0 | -2 | -2 | -2 | 1 | -2 | 0 | 0 | 0 | -1 | -1 | 1 | -2 | 0 | 1 | 1 | 1 | 1 | 0 | 0 | 0 | 1 | 1 | 1 | -1 | -1 | -1 | 1 | 1 | 1 | 0 | -1 | -1 | -2 | 0 | -2 | -2 | -2 | -2 | -2 | -2 | -2 | -2 | -2 | -2 | -2 | -2 | -2 | -2 | -2 | -2 | -2 | 0 | 0 | -2 | -2 | 0 | -2 | 0 | -1 | -1 | 0 | 0 | 0 | -2 | -2 | -2 | 0 | 0 | -2 | 0 | -2 | -2 | 0 | -2 | 0 | 0 | 1 | 0 | 0 | 1 | 2 | -2 | 0 | 0 | 0 | 0 | 0 | -2 | 1 | 1 | 0 | 0 | 0 | -2 | 0 | -2 | -2 | -2 | 0 | -2 | -2 | 1 | -1 | -2 | -2 |  | -2
EFACEC | QC45 | Quick Charging Station | SCE/Evergy | DC | 50 | 2025-06-17 | 2024-07-01 | Network Capable | NA | 1x CCS1 connector 1x CHAdeMO connector | 1x CCS1 connector 1x CHAdeMO connector | -2 | 2 | -2 | -2 | -2 | -2 | 1 | 1 | 0 | 0 | -2 | -2 | -2 | 1 | -2 | 0 | 0 | 0 | -1 | -1 | 1 | -2 | 0 | 1 | 1 | 1 | 1 | 0 | 0 | 0 | 1 | 1 | 1 | -1 | -1 | -1 | 1 | 1 | 1 | 0 | -1 | -1 | -2 | 0 | -2 | -2 | -2 | -2 | -2 | -2 | -2 | -2 | -2 | -2 | -2 | -2 | -2 | -2 | -2 | -2 | -2 | 0 | 0 | -2 | -2 | 0 | -2 | 0 | -1 | -1 | 0 | 0 | 0 | -2 | -2 | -2 | 0 | 0 | -2 | 0 | -2 | -2 | 0 | -2 | 0 | 0 | 1 | 0 | 0 | 1 | 2 | -2 | 0 | 0 | 0 | 0 | 0 | -2 | 1 | 1 | 0 | 0 | 0 | -2 | 0 | -2 | -2 | -2 | 0 | -2 | -2 | 1 | -1 | -2 | -2 |  | -2
Ekoenergetyka | AXE-S2A7-66XX4XXXX, AXE-S2A7-65XX4XXXX | Axon Easy 120 | EPRI | DC | 120 | 2025-07-24 | 2025-07-24 | Network Capable |  | Dual port. | Dual port. | -2 | 2 | -2 | -2 | -2 | -2 | 1 | -1 | 1 | -1 | -2 | -2 | -2 | 1 | -2 | 2 | -2 | -1 | 2 | 2 | 1 | -2 | 1 | 1 | 1 | 1 | 1 | 1 | 1 | 1 | 1 | 1 | 1 | -1 | -1 | -1 | 1 | 1 | 1 | 1 | -1 | -1 | -1 | 1 | -2 | -2 | -2 | -2 | -2 | -2 | -2 | -2 | -2 | -2 | -2 | -2 | -2 | -2 | -2 | -2 | -2 | 1 | -2 | -2 | -2 | 1 | -2 | -2 | -2 | 1 | 1 | 1 | 1 | -2 | -2 | -2 | 1 | -2 | -2 | -1 | -1 | -2 | 1 | -2 | 1 | 1 | 1 | 1 | 1 | 1 | 2 | -2 | 1 | 1 | -1 | 1 | 1 | 1 | 1 | 1 | 1 | 1 | 1 | -2 | 1 | 1 | 1 | 1 | 1 | -2 | -2 | 1 | -2 | -2 | -2 |  | -2
Ekoenergetyka | AXE-S2A8-60XX4XXXX, AXE-S2A8-06XX4XXXX, AXE-S2A8-50XX4XXXX, AXE-S2A8-05XX4XXXX | Axon Easy 150 | EPRI | DC | 150 | 2025-07-24 | 2025-07-24 | Network Capable |  | Dual port. | Dual port. | -2 | 2 | -2 | -2 | -2 | -2 | 1 | -1 | 1 | -1 | -2 | -2 | -2 | 1 | -2 | 2 | -2 | -1 | 2 | 2 | 1 | -2 | 1 | 1 | 1 | 1 | 1 | 1 | 1 | 1 | 1 | 1 | 1 | -1 | -1 | -1 | 1 | 1 | 1 | 1 | -1 | -1 | -1 | 1 | -2 | -2 | -2 | -2 | -2 | -2 | -2 | -2 | -2 | -2 | -2 | -2 | -2 | -2 | -2 | -2 | -2 | 1 | -2 | -2 | -2 | 1 | -2 | -2 | -2 | 1 | 1 | 1 | 1 | -2 | -2 | -2 | 1 | -2 | -2 | -1 | -1 | -2 | 1 | -2 | 1 | 1 | 1 | 1 | 1 | 1 | 2 | -2 | 1 | 1 | -1 | 1 | 1 | 1 | 1 | 1 | 1 | 1 | 1 | -2 | 1 | 1 | 1 | 1 | 1 | -2 | -2 | 1 | -2 | -2 | -2 |  | -2
Ekoenergetyka | AXE-S2B0-65XX4XXXX, AXE-S2B0-66XX4XXXX | Axon Easy 180 | EPRI | DC | 180 | 2025-07-24 | 2025-07-24 | Network Capable |  | Dual port. | Dual port. | -2 | 2 | -2 | -2 | -2 | -2 | 1 | -1 | 1 | -1 | -2 | -2 | -2 | 1 | -2 | 2 | -2 | -1 | 2 | 2 | 1 | -2 | 1 | 1 | 1 | 1 | 1 | 1 | 1 | 1 | 1 | 1 | 1 | -1 | -1 | -1 | 1 | 1 | 1 | 1 | -1 | -1 | -1 | 1 | -2 | -2 | -2 | -2 | -2 | -2 | -2 | -2 | -2 | -2 | -2 | -2 | -2 | -2 | -2 | -2 | -2 | 1 | -2 | -2 | -2 | 1 | -2 | -2 | -2 | 1 | 1 | 1 | 1 | -2 | -2 | -2 | 1 | -2 | -2 | -1 | -1 | -2 | 1 | -2 | 1 | 1 | 1 | 1 | 1 | 1 | 2 | -2 | 1 | 1 | -1 | 1 | 1 | 1 | 1 | 1 | 1 | 1 | 1 | -2 | 1 | 1 | 1 | 1 | 1 | -2 | -2 | 1 | -2 | -2 | -2 |  | -2
Electric Avenue |  |  | EPRI | NETWORK |  | 2025-09-10 | 2025-09-10 | Network Software | Electric Avenue |  |  | -2 | -2 | -2 | -2 | -2 | -2 | -2 | -2 | -2 | -2 | -2 | -2 | -2 | -2 | -2 | -2 | -2 | -2 | -2 | -2 | -2 | -2 | -2 | -2 | -2 | -2 | -2 | -2 | -2 | -2 | -2 | -2 | -2 | -2 | -2 | -2 | -2 | -2 | -2 | -2 | -2 | -2 | -2 | -2 | 1 | -1 | -1 | 1 | -1 | 1 | 1 | -1 | 1 | 1 | -1 | -1 | 1 | 1 | -1 | -1 | -2 | -2 | 1 | 1 | 1 | 1 | 1 | 1 | -2 | 1 | -2 | 1 | 1 | 1 | 1 | 1 | 1 | 1 | -2 | -2 | -2 | -2 | -2 | -2 | -2 | -2 | 1 | 1 | 1 | 1 | -2 | -2 | -1 | -2 | -2 | 1 | 1 | 1 | -2 | 1 | 1 | 1 | 1 | 1 | 1 | 1 | 1 | 1 | 1 | -2 | -2 | -2 | 1 | -1 | -1 |  | 1
Electric Avenue |  | Watti Direct 60 | Eversource CT | DC | 60 | 2025-12-08 | 2025-12-08 | Network Capable |  |  |  | -2 | 2 | -2 | -2 | -2 | -2 | 0 | 0 | 0 | 0 | -2 | -2 | -2 | 0 | -2 | 0 | -2 | 0 | -1 | -1 | 0 | -2 | 0 | 0 | 0 | 0 | 0 | 0 | 0 | 0 | 0 | 0 | 0 | 0 | 0 | 0 | 0 | 0 | 0 | 0 | 0 | 0 | -2 | 0 | -2 | -2 | -2 | -2 | -2 | -2 | -2 | -2 | -2 | -2 | -2 | -2 | -2 | -2 | -2 | -2 | -2 | 0 | -2 | -2 | -2 | 0 | -2 | -2 | -2 | 0 | 0 | 0 | 0 | -2 | -2 | -2 | 0 | -2 | -2 | 0 | 0 | -2 | 0 | -2 | 0 | 0 | 0 | 0 | 0 | 0 | 0 | -2 | 0 | 0 | 0 | 0 | 0 | 0 | 0 | 0 | 0 | 0 | 0 | -2 | 0 | 0 | 0 | 0 | 0 | -2 | -2 | 0 | -2 | -2 | -2 | 1 | 1
Electric Avenue |  | Watti Direct 120 | Eversource CT | DC | 120 | 2025-12-08 | 2025-12-08 | Network Capable |  |  |  | -2 | 2 | -2 | -2 | -2 | -2 | 0 | 0 | 0 | 0 | -2 | -2 | -2 | 0 | -2 | 0 | -2 | 0 | -1 | -1 | 0 | -2 | 0 | 0 | 0 | 0 | 0 | 0 | 0 | 0 | 0 | 0 | 0 | 0 | 0 | 0 | 0 | 0 | 0 | 0 | 0 | 0 | -2 | 0 | -2 | -2 | -2 | -2 | -2 | -2 | -2 | -2 | -2 | -2 | -2 | -2 | -2 | -2 | -2 | -2 | -2 | 0 | -2 | -2 | -2 | 0 | -2 | -2 | -2 | 0 | 0 | 0 | 0 | -2 | -2 | -2 | 0 | -2 | -2 | 0 | 0 | -2 | 0 | -2 | 0 | 0 | 0 | 0 | 0 | 0 | 0 | -2 | 0 | 0 | 0 | 0 | 0 | 0 | 0 | 0 | 0 | 0 | 0 | -2 | 0 | 0 | 0 | 0 | 0 | -2 | -2 | 0 | -2 | -2 | -2 | 1 | 1
Electric Avenue |  | Watti Direct 180 | Eversource CT | DC | 180 | 2025-12-08 | 2025-12-08 | Network Capable |  |  |  | -2 | 2 | -2 | -2 | -2 | -2 | 0 | 0 | 0 | 0 | -2 | -2 | -2 | 0 | -2 | 0 | -2 | 0 | -1 | -1 | 0 | -2 | 0 | 0 | 0 | 0 | 0 | 0 | 0 | 0 | 0 | 0 | 0 | 0 | 0 | 0 | 0 | 0 | 0 | 0 | 0 | 0 | -2 | 0 | -2 | -2 | -2 | -2 | -2 | -2 | -2 | -2 | -2 | -2 | -2 | -2 | -2 | -2 | -2 | -2 | -2 | 0 | -2 | -2 | -2 | 0 | -2 | -2 | -2 | 0 | 0 | 0 | 0 | -2 | -2 | -2 | 0 | -2 | -2 | 0 | 0 | -2 | 0 | -2 | 0 | 0 | 0 | 0 | 0 | 0 | 0 | -2 | 0 | 0 | 0 | 0 | 0 | 0 | 0 | 0 | 0 | 0 | 0 | -2 | 0 | 0 | 0 | 0 | 0 | -2 | -2 | 0 | -2 | -2 | -2 | 1 | 1
Electric Avenue |  | Watti Direct 360 | Eversource CT | DC | 360 | 2025-12-08 | 2025-12-08 | Network Capable |  |  |  | -2 | 2 | -2 | -2 | -2 | -2 | 0 | 0 | 0 | 0 | -2 | -2 | -2 | 0 | -2 | 0 | -2 | 0 | -1 | -1 | 0 | -2 | 0 | 0 | 0 | 0 | 0 | 0 | 0 | 0 | 0 | 0 | 0 | 0 | 0 | 0 | 0 | 0 | 0 | 0 | 0 | 0 | -2 | 0 | -2 | -2 | -2 | -2 | -2 | -2 | -2 | -2 | -2 | -2 | -2 | -2 | -2 | -2 | -2 | -2 | -2 | 0 | -2 | -2 | -2 | 0 | -2 | -2 | -2 | 0 | 0 | 0 | 0 | -2 | -2 | -2 | 0 | -2 | -2 | 0 | 0 | -2 | 0 | -2 | 0 | 0 | 0 | 0 | 0 | 0 | 0 | -2 | 0 | 0 | 0 | 0 | 0 | 0 | 0 | 0 | 0 | 0 | 0 | -2 | 0 | 0 | 0 | 0 | 0 | -2 | -2 | 0 | -2 | -2 | -2 | 1 | 1
Electric Avenue | EAWPLT48-18WI1HWBL / EAWPLT48-25WI1HWBL | Watti Pro Lite 48A | Eversource CT | AC | 11.5 | 2025-12-08 | 2025-12-08 | Network Capable |  |  |  | 2 | -2 | -2 | 0 | 0 | 0 | -2 | -2 | -2 | -2 | -2 | -2 | 0 | -2 | -2 | 0 | 0 | 0 | -1 | -1 | 0 | 0 | -2 | 0 | 0 | 0 | 0 | 0 | 0 | 0 | 0 | 0 | 0 | 0 | 0 | 0 | 0 | 0 | 0 | 0 | 0 | 0 | -2 | 0 | -2 | -2 | -2 | -2 | -2 | -2 | -2 | -2 | -2 | -2 | -2 | -2 | -2 | -2 | -2 | -2 | 0 | -2 | -2 | -2 | -2 | 0 | -2 | -2 | -2 | 0 | 0 | 0 | 0 | -2 | -2 | -2 | 0 | -2 | 0 | 0 | 0 | 0 | -2 | 0 | -2 | -2 | 0 | 0 | 0 | 0 | 0 | 0 | 0 | 0 | 0 | 0 | 0 | 0 | 0 | 0 | 0 | 0 | 0 | -2 | 0 | 0 | 0 | 0 | 0 | -2 | 0 | -2 | -2 | -2 | -2 |  | 1
Electric Avenue | AXLU111001 | Watti Pro 48A | Eversource CT | AC | 11.5 | 2025-12-08 | 2025-12-08 | Network Capable |  |  |  | 2 | -2 | -2 | 0 | 0 | 0 | -2 | -2 | -2 | -2 | -2 | -2 | 0 | -2 | -2 | 0 | 0 | 0 | -1 | -1 | 0 | 0 | -2 | 0 | 0 | 0 | 0 | 0 | 0 | 0 | 0 | 0 | 0 | 0 | 0 | 0 | 0 | 0 | 0 | 0 | 0 | 0 | -2 | 0 | -2 | -2 | -2 | -2 | -2 | -2 | -2 | -2 | -2 | -2 | -2 | -2 | -2 | -2 | -2 | -2 | 0 | -2 | -2 | -2 | -2 | 0 | -2 | -2 | -2 | 0 | 0 | 0 | 0 | -2 | -2 | -2 | 0 | -2 | 0 | 0 | 0 | 0 | -2 | 0 | -2 | -2 | 0 | 0 | 0 | 0 | 0 | 0 | 0 | 0 | 0 | 0 | 0 | 0 | 0 | 0 | 0 | 0 | 0 | -2 | 0 | 0 | 0 | 0 | 0 | -2 | 0 | -2 | -2 | -2 | -2 | 1 | 1
Electric Avenue | AXLU191001 | Watti Pro 80A | Eversource CT | AC | 19.2 | 2025-12-08 | 2025-12-08 | Network Capable |  |  |  | 2 | -2 | -2 | 0 | 0 | 0 | -2 | -2 | -2 | -2 | -2 | -2 | 0 | -2 | -2 | 0 | 0 | 0 | -1 | -1 | 0 | 0 | -2 | 0 | 0 | 0 | 0 | 0 | 0 | 0 | 0 | 0 | 0 | 0 | 0 | 0 | 0 | 0 | 0 | 0 | 0 | 0 | -2 | 0 | -2 | -2 | -2 | -2 | -2 | -2 | -2 | -2 | -2 | -2 | -2 | -2 | -2 | -2 | -2 | -2 | 0 | -2 | -2 | -2 | -2 | 0 | -2 | -2 | -2 | 0 | 0 | 0 | 0 | -2 | -2 | -2 | 0 | -2 | 0 | 0 | 0 | 0 | -2 | 0 | -2 | -2 | 0 | 0 | 0 | 0 | 0 | 0 | 0 | 0 | 0 | 0 | 0 | 0 | 0 | 0 | 0 | 0 | 0 | -2 | 0 | 0 | 0 | 0 | 0 | -2 | 0 | -2 | -2 | -2 | -2 |  | 1
Electric Era |  |  | Eversource CT | NETWORK | NA | 2025-12-08 | 2025-12-08 | Network Software | Electric Era PowerNode OS |  |  | -2 | -2 | -2 | -2 | -2 | -2 | -2 | -2 | -2 | -2 | -2 | -2 | -2 | -2 | -2 | -2 | -2 | -2 | -2 | -2 | -2 | -2 | -2 | -2 | -2 | -2 | -2 | -2 | -2 | -2 | -2 | -2 | -2 | -2 | -2 | -2 | -2 | -2 | -2 | -2 | -2 | -2 | -2 | -2 | 0 | 0 | 0 | 0 | 0 | 0 | 0 | 0 | 0 | 0 | 0 | 0 | 0 | 0 | 0 | 0 | -2 | -2 | 0 | 0 | 0 | 0 | 0 | 0 | -2 | 0 | -2 | 0 | 0 | 0 | 0 | 0 | 0 | 0 | -2 | -2 | -2 | -2 | -2 | -2 | -2 | -2 | 0 | 0 | 0 | 0 | -2 | -2 | 0 | -2 | -2 | 0 | 0 | 0 | -2 | 0 | 0 | 0 | 0 | 0 | 0 | 0 | 0 | 0 | 0 | -2 | -2 | -2 | -2 | 0 | 0 |  | 1
Electric Era | FC200K-##-## | PowerNode Charging Station | EPRI | DC | 400 | 2024-07-01 | 2024-07-01 | Network Capable | NA | Dual Port | 2 port DCFC (CCS, NACS, or CHAdeMO) with integrated 220kWh battery system capable of discharging 125kW or 233kW of power | -2 | 2 | -2 | -2 | -2 | -2 | 1 | 1 | 1 | 0 | -2 | -2 | -2 | 1 | -2 | 2 | -2 | -1 | -1 | 2 | 1 | -2 | 1 | 1 | 1 | 1 | 1 | 0 | 0 | 0 | 0 | 1 | 1 | -1 | -1 | -1 | 1 | 1 | -1 | -1 | -1 | -1 | -2 | -1 | -2 | -2 | -2 | -2 | -2 | -2 | -2 | -2 | -2 | -2 | -2 | -2 | -2 | -2 | -2 | -2 | -2 | -1 | -1 | -2 | -2 | 1 | -2 | -1 | -1 | 1 | 1 | 1 | 1 | -2 | -2 | -2 | 1 | -1 | -2 | -1 | -1 | -2 | 1 | -2 | 1 | 1 | 1 | 1 | -1 | -1 | 2 | -2 | -1 | 1 | 1 | 1 | -1 | -2 | 1 | -1 | -1 | -1 | -1 | -2 | -1 | -2 | -2 | -2 | 0 | -2 | -2 | 1 | 1 | -2 | -2 |  | 1
Electrify America |  |  | EPRI | NETWORK |  | 2025-03-05 | 2025-03-05 | Network Software | Electrify America |  |  | -2 | -2 | -2 | -2 | -2 | -2 | -2 | -2 | -2 | -2 | -2 | -2 | -2 | -2 | -2 | -2 | -2 | -2 | -2 | -2 | -2 | -2 | -2 | -2 | -2 | -2 | -2 | -2 | -2 | -2 | -2 | -2 | -2 | -2 | -2 | -2 | -2 | -2 | -2 | -2 | -2 | -2 | -2 | -2 | 1 | -1 | -1 | 1 | -2 | -1 | -1 | 1 | -1 | 1 | -1 | -1 | 1 | -1 | -1 | 1 | -2 | -2 | 1 | 1 | 1 | 1 | 1 | 1 | -2 | 1 | -2 | 1 | 1 | 1 | 1 | 1 | 1 | 1 | -2 | -2 | -2 | -2 | -2 | -2 | -2 | -2 | 1 | 1 | 1 | 1 | -2 | -2 | 1 | -2 | -2 | 1 | 1 | 1 | -2 | 1 | 1 | 1 | 1 | 1 | 1 | 1 | 1 | 1 | 1 | -2 | -2 | -2 | -1 | -1 | -1 |  | 1
Electrify America | HPC350K-PS | Electric Vehicle Charging Station | SCE | DC | 350 | 2024-07-01 | 2024-07-01 | Network Capable | NA | 1x CCS1 connector 1x CHAdeMO connector | 1x CCS1 connector 1x CHAdeMO connector Vetted dispensers are HDP350K-NCM2, HDP350K-NCM-G4 | -2 | 2 | -2 | -2 | -2 | -2 | 1 | 1 | 0 | 0 | -2 | -2 | -2 | 1 | -2 | 0 | 0 | 0 | -1 | -1 | 1 | -2 | 0 | 1 | 1 | 1 | 1 | 0 | 0 | 0 | 0 | 1 | 0 | -1 | -1 | -1 | 1 | 1 | 1 | 0 | -1 | -1 | -2 | 0 | -2 | -2 | -2 | -2 | -2 | -2 | -2 | -2 | -2 | -2 | -2 | -2 | -2 | -2 | -2 | -2 | -2 | 0 | 0 | -2 | -2 | 0 | -2 | 0 | -1 | -1 | 0 | 0 | 0 | -2 | -2 | -2 | 0 | 0 | -2 | 0 | -2 | -2 | 0 | -2 | 0 | 0 | 0 | 0 | 0 | 0 | 2 | -2 | 0 | 0 | 0 | 0 | 0 | -2 | 0 | 0 | 0 | 0 | 0 | -2 | 0 | -2 | -2 | -2 | 0 | -2 | -2 | 1 | -1 | -2 | -2 |  | -2
Electron Charger | EC-EVC-L2-19KW-G2 | EC-EVC-L2-19KW-G2 | EPRI | AC | 19.2 | 2025-11-12 | 2025-11-12 | Network Capable |  | Single port. | Single port, 19.2kW, 208-240VAC, AC, LVL 2 Charger | 2 | -2 | -2 | 1 | -1 | 1 | -2 | -2 | -2 | -2 | -2 | -2 | 1 | -2 | -2 | 2 | -1 | -1 | -1 | -1 | 1 | 1 | -2 | 1 | 1 | 1 | 1 | 1 | 1 | 1 | 1 | 1 | 1 | -1 | -1 | -1 | 1 | 1 | 1 | 1 | -1 | -1 | -2 | -1 | -2 | -2 | -2 | -2 | -2 | -2 | -2 | -2 | -2 | -2 | -2 | -2 | -2 | -2 | -2 | -2 | -1 | -2 | -2 | -2 | -2 | -1 | -2 | -2 | -2 | -1 | -1 | -1 | -1 | -2 | -2 | -2 | -1 | -2 | -1 | -1 | 1 | 1 | -2 | 1 | -2 | -2 | 1 | -1 | -1 | -1 | 2 | -1 | 1 | -1 | 1 | 1 | 1 | -1 | 1 | 1 | 1 | 1 | 1 | -2 | 1 | 1 | 1 | 1 | 1 | -2 | 1 | -1 | -1 | -2 | -2 |  | -2
Electron Charger | EC-EVC-L2-D19KW-G1 | EC-EVC-L2-D19KW-G1 | EPRI | AC | 19.2 | 2025-11-12 | 2025-11-12 | Network Capable |  | Dual port. | Dual port, 19.2kW, 208-240VAC, AC, LVL 2 Charger | 2 | -2 | -2 | 1 | -1 | 1 | -2 | -2 | -2 | -2 | -2 | -2 | 1 | -2 | -2 | 2 | -1 | -1 | -1 | -1 | 1 | 1 | -2 | 1 | 1 | 1 | 1 | 1 | 1 | 1 | 1 | 1 | 1 | -1 | -1 | -1 | 1 | 1 | 1 | 1 | -1 | -1 | -2 | -1 | -2 | -2 | -2 | -2 | -2 | -2 | -2 | -2 | -2 | -2 | -2 | -2 | -2 | -2 | -2 | -2 | -1 | -2 | -2 | -2 | -2 | -1 | -2 | -2 | -2 | -1 | -1 | -1 | -1 | -2 | -2 | -2 | -1 | -2 | -1 | -1 | 1 | 1 | -2 | 1 | -2 | -2 | 1 | -1 | -1 | -1 | 2 | -1 | 1 | -1 | 1 | 1 | 1 | -1 | 1 | 1 | 1 | 1 | 1 | -2 | 1 | 1 | 1 | 1 | 1 | -2 | 1 | -1 | -1 | -2 | -2 |  | -2
Electron Charger | EC-EVC-L3-D120KW-G2 | EC-EVC-L3-D120KW-G2 | EPRI | DC | 120 | 2025-11-12 | 2025-11-12 | Network Capable |  | Dual port. | Dual port, 120kW, 480VAC, DC, LVL 3 Charger | -2 | 2 | -2 | -2 | -2 | -2 | 1 | -1 | 1 | -1 | -2 | -2 | -2 | 1 | -2 | 2 | -2 | -1 | -1 | -1 | 1 | -2 | 1 | 1 | 1 | 1 | 1 | 1 | 1 | 1 | 1 | 1 | 1 | -1 | -1 | -1 | 1 | 1 | 1 | 1 | -1 | -1 | -2 | -1 | -2 | -2 | -2 | -2 | -2 | -2 | -2 | -2 | -2 | -2 | -2 | -2 | -2 | -2 | -2 | -2 | -2 | -1 | -2 | -2 | -2 | -1 | -2 | -2 | -2 | -1 | -1 | -1 | -1 | -2 | -2 | -2 | -1 | -2 | -2 | -1 | 1 | -2 | 1 | -2 | -1 | -1 | 1 | -1 | -1 | -1 | 2 | -2 | 1 | -1 | 1 | 1 | 1 | -1 | 1 | 1 | 1 | 1 | 1 | -2 | 1 | 1 | 1 | 1 | 1 | -2 | -2 | -1 | -1 | -2 | -2 |  | -2
Electron Charger | EC-EVC-L3-D60KW-G3 | EC-EVC-L3-D60KW-G3 | EPRI | DC | 60 | 2025-11-12 | 2025-11-12 | Network Capable |  | Dual port. | Dual port, 60kW, 480VAC, DC, LVL 3 Charger | -2 | 2 | -2 | -2 | -2 | -2 | 1 | -1 | 1 | -1 | -2 | -2 | -2 | 1 | -2 | 2 | -2 | -1 | -1 | -1 | 1 | -2 | 1 | 1 | 1 | 1 | 1 | 1 | 1 | 1 | 1 | 1 | 1 | -1 | -1 | -1 | 1 | 1 | 1 | 1 | -1 | -1 | -2 | -1 | -2 | -2 | -2 | -2 | -2 | -2 | -2 | -2 | -2 | -2 | -2 | -2 | -2 | -2 | -2 | -2 | -2 | -1 | -2 | -2 | -2 | -1 | -2 | -2 | -2 | -1 | -1 | -1 | -1 | -2 | -2 | -2 | -1 | -2 | -2 | -1 | 1 | -2 | 1 | -2 | -1 | -1 | 1 | -1 | -1 | -1 | 2 | -2 | 1 | -1 | 1 | 1 | 1 | -1 | 1 | 1 | 1 | 1 | 1 | -2 | 1 | 1 | 1 | 1 | 1 | -2 | -2 | -1 | -1 | -2 | -2 |  | -2
Electron Charger | EC-EVC-L3-D240KW-G2 | EC-EVC-L3-D240KW-G2 | EPRI | DC | 240 | 2025-11-12 | 2025-11-12 | Network Capable |  | Dual port. | Dual port, 240kW, 480VAC, DC, LVL 3 Charger | -2 | 2 | -2 | -2 | -2 | -2 | 1 | -1 | 1 | -1 | -2 | -2 | -2 | 1 | -2 | 2 | -2 | -1 | -1 | -1 | 1 | -2 | 1 | 1 | 1 | 1 | 1 | 1 | 1 | 1 | 1 | 1 | 1 | -1 | -1 | -1 | 1 | 1 | 1 | 1 | -1 | -1 | -2 | -1 | -2 | -2 | -2 | -2 | -2 | -2 | -2 | -2 | -2 | -2 | -2 | -2 | -2 | -2 | -2 | -2 | -2 | -1 | -2 | -2 | -2 | -1 | -2 | -2 | -2 | -1 | -1 | -1 | -1 | -2 | -2 | -2 | -1 | -2 | -2 | -1 | 1 | -2 | 1 | -2 | -1 | -1 | 1 | -1 | -1 | -1 | 2 | -2 | 1 | -1 | 1 | 1 | 1 | -1 | 1 | 1 | 1 | 1 | 1 | -2 | 1 | 1 | 1 | 1 | 1 | -2 | -2 | -1 | -1 | -2 | -2 |  | -2
Electron Charger | EC-EVC-L2-11KW-G2 | EC-EVC-L2-11KW-G2 | EPRI | AC | 11.5 | 2025-03-17 | 2025-03-17 | Network Capable |  | Single port. | Single Port, 11.5KW, 208-240VAC, AC, LVL 2 Charger | 2 | -2 | -2 | 1 | -1 | 1 | -2 | -2 | -2 | -2 | -2 | -2 | 1 | -2 | -2 | 2 | 0 | -1 | -1 | -1 | 1 | 1 | -2 | 1 | 1 | 1 | 1 | 1 | 1 | 1 | 1 | 1 | 1 | -1 | -1 | -1 | 1 | 1 | 1 | 1 | -1 | -1 | -2 | 1 | -2 | -2 | -2 | -2 | -2 | -2 | -2 | -2 | -2 | -2 | -2 | -2 | -2 | -2 | -2 | -2 | -1 | -2 | -2 | -2 | -2 | -1 | -2 | -2 | -2 | -1 | -1 | -1 | -1 | -2 | -2 | -2 | -1 | -2 | -1 | 1 | 1 | 1 | -2 | 1 | -2 | -2 | 1 | -1 | -1 | -1 | 2 | -1 | 1 | -1 | -1 | 1 | 1 | -1 | 1 | 1 | 1 | 1 | 1 | -2 | 1 | -2 | -2 | -2 | 1 | -1 | 1 | -1 | -1 | -2 | -2 |  | -2
Elinta Charge, UAB | CC-M2-USA-COM-PAY | CityCharge Mini2 | EPRI | AC | 9.6 | 2025-02-26 | 2025-02-26 | Network Capable |  | Dual port. | Dual port. All-In-One Dual Charging System, Standalone, Spiral Cable, Network Capable EVSE, Optional Credit Card Reader. | 2 | -2 | -2 | 1 | -1 | -1 | -2 | -2 | -2 | -2 | -2 | -2 | 1 | -2 | -2 | -1 | -1 | 2 | -1 | -1 | 1 | 1 | -2 | 1 | 1 | 1 | 1 | 1 | 1 | 1 | 1 | 1 | 1 | -1 | -1 | -1 | 1 | 1 | 1 | -1 | -1 | -1 | -1 | -1 | -2 | -2 | -2 | -2 | -2 | -2 | -2 | -2 | -2 | -2 | -2 | -2 | -2 | -2 | -2 | -2 | 1 | -2 | -2 | -2 | -2 | 1 | -2 | -2 | -2 | -1 | 1 | 1 | 1 | -2 | -2 | -2 | -1 | -2 | -1 | -1 | -1 | 1 | -2 | 1 | -2 | -2 | 1 | -1 | -1 | -1 | 2 | 2 | 1 | -1 | -1 | 1 | -1 | -2 | 1 | 1 | 1 | 1 | 1 | -2 | 1 | -2 | -2 | -2 | -1 | 1 | 1 | -1 | -1 | -1 | -1 |  | -2
Elinta Charge, UAB | CC-V2-USA-COM-PAY | CityCharge V2 | EPRI | AC | 9.6 | 2025-02-26 | 2025-02-26 | Network Capable |  | Dual port. | Dual port. All-In-One Dual Charging System, Standalone, Spiral Cable, Network Capable EVSE, Optional Credit Card Reader. | 2 | -2 | -2 | 1 | -1 | -1 | -2 | -2 | -2 | -2 | -2 | -2 | 1 | -2 | -2 | -1 | -1 | 2 | -1 | -1 | 1 | 1 | -2 | 1 | 1 | 1 | 1 | 1 | 1 | 1 | 1 | 1 | 1 | -1 | -1 | -1 | 1 | 1 | 1 | -1 | -1 | -1 | -1 | -1 | -2 | -2 | -2 | -2 | -2 | -2 | -2 | -2 | -2 | -2 | -2 | -2 | -2 | -2 | -2 | -2 | 1 | -2 | -2 | -2 | -2 | 1 | -2 | -2 | -2 | -1 | 1 | 1 | 1 | -2 | -2 | -2 | -1 | -2 | -1 | -1 | -1 | 1 | -2 | 1 | -2 | -2 | 1 | -1 | -1 | -1 | 2 | 2 | 1 | -1 | -1 | 1 | -1 | -2 | 1 | 1 | 1 | 1 | 1 | -2 | 1 | -2 | -2 | -2 | -1 | 1 | 1 | -1 | -1 | -1 | -1 |  | -2
Emporia | EMEVSE1 | EV Charger | EPRI | AC | 11.52 | 2025-10-28 | 2024-07-01 | Network Capable | NA |  |  | 2 | -2 | -2 | 1 | 0 | 0 | -2 | -2 | -2 | -2 | -2 | -2 | 1 | -2 | -2 | 2 | 0 | 2 | -1 | -1 | 1 | 1 | -2 | 1 | 1 | 1 | 1 | 1 | 0 | 0 | 0 | 0 | 1 | -1 | -1 | -1 | 1 | 1 | 1 | -1 | -1 | -1 | -2 | -1 | -2 | -2 | -2 | -2 | -2 | -2 | -2 | -2 | -2 | -2 | -2 | -2 | -2 | -2 | -2 | -2 | -1 | -2 | -1 | -2 | -2 | -1 | -2 | -1 | -1 | -1 | 0 | 0 | 0 | -2 | -2 | -2 | 0 | 0 | -1 | -1 | -1 | 1 | -2 | -1 | -2 | -2 | -1 | 1 | 1 | 1 | 2 | 2 | 1 | -1 | 0 | -1 | 0 | -2 | 1 | 1 | 1 | 1 | -1 | -2 | 1 | -2 | -2 | -2 | 0 | -1 | 1 | 1 | -1 | -2 | -2 |  | -2
EnergiSpot | ATLEU2-50AAS | Level 2 AC Charger | EPRI | AC | 12 | 2025-05-15 | 2025-05-15 | Network Capable |  | Single port. | Single port per unit, when configured as a dual unit on a single pedestal, each charger delivers their perscribed max output rating - never splitting power on a simutaneous charging session. | 2 | -2 | -2 | 1 | -1 | 1 | -2 | -2 | -2 | -2 | -2 | -2 | 1 | -2 | -2 | 2 | 0 | 2 | -1 | -1 | 1 | 1 | -2 | 1 | 1 | 1 | 1 | 1 | 1 | -1 | -1 | 1 | 1 | 2 | 2 | 2 | 1 | 1 | 1 | 1 | 2 | 2 | -2 | 1 | -2 | -2 | -2 | -2 | -2 | -2 | -2 | -2 | -2 | -2 | -2 | -2 | -2 | -2 | -2 | -2 | -1 | -2 | -2 | -2 | -2 | -1 | -2 | -2 | -2 | -1 | -1 | -1 | 1 | -2 | -2 | -2 | -1 | -2 | 1 | -1 | -1 | 1 | -2 | -1 | -2 | -2 | -1 | -1 | -1 | -1 | 2 | 2 | -1 | -1 | -1 | 1 | 1 | -1 | -1 | -1 | -1 | -1 | -1 | -2 | -1 | -2 | -2 | -2 | -1 | -2 | 1 | -1 | 1 | -2 | -2 |  | -2
EnergiSpot | ATLEU2-80AAS | Level 2 AC Charger | EPRI | AC | 19.2 | 2025-05-15 | 2025-05-15 | Network Capable |  | Single port. | Single port per unit, when configured as a dual unit on a single pedestal, each charger delivers their perscribed max output rating - never splitting power on a simutaneous charging session. | 2 | -2 | -2 | 1 | -1 | 1 | -2 | -2 | -2 | -2 | -2 | -2 | 1 | -2 | -2 | 2 | 0 | 2 | -1 | -1 | 1 | 1 | -2 | 1 | 1 | 1 | 1 | 1 | 1 | -1 | -1 | 1 | 1 | 2 | 2 | 2 | 1 | 1 | 1 | 1 | 2 | 2 | -2 | 1 | -2 | -2 | -2 | -2 | -2 | -2 | -2 | -2 | -2 | -2 | -2 | -2 | -2 | -2 | -2 | -2 | -1 | -2 | -2 | -2 | -2 | -1 | -2 | -2 | -2 | -1 | -1 | -1 | 1 | -2 | -2 | -2 | -1 | -2 | 1 | -1 | -1 | 1 | -2 | -1 | -2 | -2 | -1 | -1 | -1 | -1 | 2 | 2 | -1 | -1 | -1 | 1 | 1 | -1 | -1 | -1 | -1 | -1 | -1 | -2 | -1 | -2 | -2 | -2 | -1 | -2 | 1 | -1 | 1 | -2 | -2 |  | -2
EnergiSpot | ATLUE2-32AAS | Level 2 AC Charger | EPRI | AC | 7.7 | 2025-05-15 | 2025-05-15 | Network Capable |  | Single port. | Single port per unit, when configured as a dual unit on a single pedestal, each charger delivers their perscribed max output rating - never splitting power on a simutaneous charging session. | 2 | -2 | -2 | 1 | -1 | 1 | -2 | -2 | -2 | -2 | -2 | -2 | 1 | -2 | -2 | 2 | 0 | 2 | -1 | -1 | 1 | 1 | -2 | 1 | 1 | 1 | 1 | 1 | 1 | -1 | -1 | 1 | 1 | 2 | 2 | 2 | 1 | 1 | 1 | 1 | 2 | 2 | -2 | 1 | -2 | -2 | -2 | -2 | -2 | -2 | -2 | -2 | -2 | -2 | -2 | -2 | -2 | -2 | -2 | -2 | -1 | -2 | -2 | -2 | -2 | -1 | -2 | -2 | -2 | -1 | -1 | -1 | 1 | -2 | -2 | -2 | -1 | -2 | 1 | -1 | -1 | 1 | -2 | -1 | -2 | -2 | -1 | -1 | -1 | -1 | 2 | 2 | -1 | -1 | -1 | 1 | 1 | -1 | -1 | -1 | -1 | -1 | -1 | -2 | -1 | -2 | -2 | -2 | -1 | -2 | 1 | -1 | 1 | -2 | -2 |  | -2
EnergiSpot | DAPUE1-W40S1 | NRG 40kW - DC Fast Charger | EPRI | DC | 40 | 2025-05-15 | 2025-05-15 | Network Capable |  | Single port. | All-in-one design. Separate power cabinet is not required | -2 | 2 | -2 | -2 | -2 | -2 | 1 | -1 | 1 | -1 | -2 | -2 | -2 | 1 | -2 | 2 | -2 | -1 | -1 | -1 | 1 | -2 | 1 | 1 | 1 | 1 | 1 | 1 | 1 | -1 | -1 | 1 | 1 | 2 | 2 | 2 | 1 | 1 | 1 | 1 | 2 | 2 | -2 | 1 | -2 | -2 | -2 | -2 | -2 | -2 | -2 | -2 | -2 | -2 | -2 | -2 | -2 | -2 | -2 | -2 | -2 | -1 | -2 | -2 | -2 | -1 | -2 | -2 | -2 | -1 | -1 | 1 | 1 | -2 | -2 | -2 | -1 | -2 | -2 | -1 | -1 | -2 | 1 | -2 | -1 | -1 | -1 | -1 | -1 | -1 | 2 | -2 | -1 | -1 | -1 | 1 | 1 | -1 | -1 | -1 | -1 | -1 | -1 | -2 | -1 | -2 | -2 | -2 | -1 | -2 | -2 | -1 | 1 | -2 | -2 |  | -2
EnergiSpot | DSPUE1-180 (T), DSPUE1-180 (P) | NRG 180 - DC DC Super Fast Charger | EPRI | DC | 180 | 2025-05-15 | 2025-05-15 | Network Capable |  | Dual port. | Dual terminal configuration, 1 port per terminal, includes separate power cabinet | -2 | 2 | -2 | -2 | -2 | -2 | 1 | -1 | 1 | -1 | -2 | -2 | -2 | 1 | -2 | 2 | -2 | -1 | -1 | -1 | 1 | -2 | 1 | 1 | 1 | 1 | 1 | 1 | 1 | -1 | -1 | 1 | 1 | 2 | 2 | 2 | 1 | 1 | 1 | 1 | 2 | 2 | -2 | 1 | -2 | -2 | -2 | -2 | -2 | -2 | -2 | -2 | -2 | -2 | -2 | -2 | -2 | -2 | -2 | -2 | -2 | -1 | -2 | -2 | -2 | -1 | -2 | -2 | -2 | -1 | -1 | 1 | 1 | -2 | -2 | -2 | -1 | -2 | -2 | -1 | -1 | -2 | 1 | -2 | -1 | -1 | -1 | -1 | -1 | -1 | 2 | -2 | -1 | -1 | -1 | 1 | 1 | -1 | -1 | -1 | -1 | -1 | -1 | -2 | -1 | -2 | -2 | -2 | -1 | -2 | -2 | -1 | 1 | -2 | -2 |  | -2
EnergiSpot | DSPUE1-350 (T), DSPUE1-350 (P) | NRG 350 - DC Ultra Fast Charger | EPRI | DC | 350 | 2025-05-15 | 2025-05-15 | Network Capable |  | Dual port. | Dual terminal configuration, 1 port per terminal, includes separate power cabinet | -2 | 2 | -2 | -2 | -2 | -2 | 1 | -1 | 1 | -1 | -2 | -2 | -2 | 1 | -2 | 2 | -2 | -1 | -1 | -1 | 1 | -2 | 1 | 1 | 1 | 1 | 1 | 1 | 1 | -1 | -1 | 1 | 1 | 2 | 2 | 2 | 1 | 1 | 1 | 1 | 2 | 2 | -2 | 1 | -2 | -2 | -2 | -2 | -2 | -2 | -2 | -2 | -2 | -2 | -2 | -2 | -2 | -2 | -2 | -2 | -2 | -1 | -2 | -2 | -2 | -1 | -2 | -2 | -2 | -1 | -1 | 1 | 1 | -2 | -2 | -2 | -1 | -2 | -2 | -1 | -1 | -2 | 1 | -2 | -1 | -1 | -1 | -1 | -1 | -1 | 2 | -2 | -1 | -1 | -1 | 1 | 1 | -1 | -1 | -1 | -1 | -1 | -1 | -2 | -1 | -2 | -2 | -2 | -1 | -2 | -2 | -1 | 1 | -2 | -2 |  | -2
ENERGY5 | IC3-32A-H-A | ENERGY5 PowerPump (IC3) | EPRI | AC | 7.6 | 2025-07-09 | 2025-07-09 | Network Capable |  | Single port. | Single port. | 2 | -2 | -2 | 1 | -1 | 1 | -2 | -2 | -2 | -2 | -2 | -2 | 1 | -2 | -2 | -1 | -1 | 2 | -1 | 2 | 1 | 1 | -2 | 1 | 1 | 1 | 1 | 1 | 1 | 1 | 1 | 1 | 1 | -1 | -1 | -1 | 1 | 1 | 1 | 1 | -1 | -1 | -2 | 1 | -2 | -2 | -2 | -2 | -2 | -2 | -2 | -2 | -2 | -2 | -2 | -2 | -2 | -2 | -2 | -2 | 1 | -2 | -2 | -2 | -2 | 1 | -2 | -2 | -2 | -1 | -1 | -1 | 1 | -2 | -2 | -2 | 1 | -2 | 1 | -1 | -1 | 1 | -2 | 1 | -2 | -2 | 1 | 1 | 1 | 1 | 2 | 2 | 1 | -1 | -1 | 1 | 1 | 1 | 1 | 1 | 1 | 1 | 1 | 1 | 1 | 1 | 1 | 1 | 1 | -2 | 1 | -1 | 1 | -2 | -2 |  | -2
ENERGY5 | SC3-32A-H | ENERGY5 PowerPump (SC3) | EPRI | AC | 7.6 | 2025-07-09 | 2025-07-09 | Network Capable |  | Single port. | Single port. | 2 | -2 | -2 | 1 | -1 | 1 | -2 | -2 | -2 | -2 | -2 | -2 | 1 | -2 | -2 | -1 | -1 | 2 | -1 | 2 | 1 | 1 | -2 | 1 | 1 | 1 | 1 | 1 | 1 | 1 | 1 | 1 | 1 | -1 | -1 | -1 | 1 | 1 | 1 | 1 | -1 | -1 | -2 | 1 | -2 | -2 | -2 | -2 | -2 | -2 | -2 | -2 | -2 | -2 | -2 | -2 | -2 | -2 | -2 | -2 | 1 | -2 | -2 | -2 | -2 | 1 | -2 | -2 | -2 | -1 | -1 | -1 | 1 | -2 | -2 | -2 | 1 | -2 | 1 | -1 | -1 | 1 | -2 | 1 | -2 | -2 | 1 | 1 | 1 | 1 | 2 | 2 | 1 | -1 | -1 | 1 | 1 | 1 | 1 | 1 | 1 | 1 | 1 | 1 | 1 | 1 | 1 | 1 | 1 | -2 | 1 | -1 | 1 | -2 | -2 |  | -2
ENERGY5 |  |  | EPRI/PGE | NETWORK | NA | 2025-01-29 | 2025-01-29 | Network Software | ENERGY5 |  |  | -2 | -2 | -2 | -2 | -2 | -2 | -2 | -2 | -2 | -2 | -2 | -2 | -2 | -2 | -2 | -2 | -2 | -2 | -2 | -2 | -2 | -2 | -2 | -2 | -2 | -2 | -2 | -2 | -2 | -2 | -2 | -2 | -2 | -2 | -2 | -2 | -2 | -2 | -2 | -2 | -2 | -2 | -2 | -2 | 0 | -1 | -1 | 1 | -2 | 0 | 0 | 0 | 0 | 0 | -1 | -1 | 0 | 1 | 2 | 0 | -2 | -2 | 0 | 0 | 0 | 0 | 0 | 0 | -2 | 0 | -2 | 0 | 0 | 0 | 0 | 0 | 0 | 0 | -2 | -2 | -2 | -2 | -2 | -2 | -2 | -2 | -2 | 0 | 0 | 0 | -2 | -2 | 0 | -2 | -2 | 0 | 0 | 0 | -2 | 0 | 0 | 0 | 0 | 0 | 0 | 0 | 0 | 0 | 0 | -2 | -2 | -1 | 1 | 1 | -1 |  | 1
Enphase | CS-100 | ClipperCreek CS-100 | SCE/PGE | AC | 19.2 | 2022-02-21 | 2022-02-21 | Network Capable | NA | Single Port | Single port, Must acquire Gateway for network connectivity | 2 | -2 | -2 | 1 | 0 | 0 | -2 | -2 | -2 | -2 | -2 | -2 | 1 | -2 | -2 | 2 | 0 | 0 | -1 | -1 | 1 | 1 | -2 | 1 | 1 | 1 | 1 | 0 | 0 | 0 | 0 | 1 | 0 | -1 | -1 | -1 | 1 | 1 | 1 | 0 | -1 | -1 | -2 | 0 | -2 | -2 | -2 | -2 | -2 | -2 | -2 | -2 | -2 | -2 | -2 | -2 | -2 | -2 | -2 | -2 | 0 | -2 | 0 | -2 | -2 | 0 | -2 | 0 | -1 | -1 | 0 | 0 | 0 | -2 | -2 | -2 | 0 | 0 | -1 | 0 | -2 | 0 | -2 | 0 | -2 | -2 | 0 | 0 | 0 | 0 | 2 | 0 | 0 | 0 | 0 | 0 | 0 | -2 | 0 | 0 | 0 | 0 | 0 | -2 | 0 | -2 | -2 | -2 | 0 | -1 | 1 | 1 | -1 | -2 | -2 |  | -2
Enphase | HCS-40 | EV Charger | SCE/PGE | AC | 7.7 | 2022-02-21 | 2022-02-21 | Network Capable | NA | Single Port | Single port, Must acquire Gateway for network connectivity | 2 | -2 | -2 | 1 | 0 | 0 | -2 | -2 | -2 | -2 | -2 | -2 | 1 | -2 | -2 | 2 | 0 | 0 | -1 | -1 | 1 | 1 | -2 | 1 | 1 | 1 | 1 | 0 | 0 | 0 | 0 | 1 | 0 | -1 | -1 | -1 | 1 | 1 | 1 | 0 | -1 | -1 | -2 | 0 | -2 | -2 | -2 | -2 | -2 | -2 | -2 | -2 | -2 | -2 | -2 | -2 | -2 | -2 | -2 | -2 | 0 | -2 | 0 | -2 | -2 | 0 | -2 | 0 | -1 | -1 | 0 | 0 | 0 | -2 | -2 | -2 | 0 | 0 | 1 | 0 | -2 | 0 | -2 | 0 | -2 | -2 | 0 | 0 | 0 | 0 | 2 | 0 | 0 | 0 | 0 | 0 | 0 | -2 | 0 | 0 | 0 | 0 | 0 | -2 | 0 | -2 | -2 | -2 | 0 | 1 | 1 | 1 | -1 | -2 | -2 |  | 1
Enphase | HCS-50 | EV Charger | SCE/PGE | AC | 9.6 | 2022-02-21 | 2022-02-21 | Network Capable | NA | Single Port | Single port, Must acquire Gateway for network connectivity | 2 | -2 | -2 | 1 | 0 | 0 | -2 | -2 | -2 | -2 | -2 | -2 | 1 | -2 | -2 | 2 | 0 | 0 | -1 | -1 | 1 | 1 | -2 | 1 | 1 | 1 | 1 | 0 | 0 | 0 | 0 | 1 | 0 | -1 | -1 | -1 | 1 | 1 | 1 | 0 | -1 | -1 | -2 | 0 | -2 | -2 | -2 | -2 | -2 | -2 | -2 | -2 | -2 | -2 | -2 | -2 | -2 | -2 | -2 | -2 | 0 | -2 | 0 | -2 | -2 | 0 | -2 | 0 | -1 | -1 | 0 | 0 | 0 | -2 | -2 | -2 | 0 | 0 | 1 | 0 | -2 | 0 | -2 | 0 | -2 | -2 | 0 | 0 | 0 | 0 | 2 | 0 | 0 | 0 | 0 | 0 | 0 | -2 | 0 | 0 | 0 | 0 | 0 | -2 | 0 | -2 | -2 | -2 | 0 | 1 | 1 | 1 | -1 | -2 | -2 |  | -2
Enphase | HCS-60 | EV Charger | SCE/PGE | AC | 11.5 | 2022-02-21 | 2022-02-21 | Network Capable | NA | Single Port | Single port, Must acquire Gateway for network connectivity | 2 | -2 | -2 | 1 | 0 | 0 | -2 | -2 | -2 | -2 | -2 | -2 | 1 | -2 | -2 | 2 | 0 | 0 | -1 | -1 | 1 | 1 | -2 | 1 | 1 | 1 | 1 | 0 | 0 | 0 | 0 | 1 | 0 | -1 | -1 | -1 | 1 | 1 | 1 | 0 | -1 | -1 | -2 | 0 | -2 | -2 | -2 | -2 | -2 | -2 | -2 | -2 | -2 | -2 | -2 | -2 | -2 | -2 | -2 | -2 | 0 | -2 | 0 | -2 | -2 | 0 | -2 | 0 | -1 | -1 | 0 | 0 | 0 | -2 | -2 | -2 | 0 | 0 | 1 | 0 | -2 | 0 | -2 | 0 | -2 | -2 | 0 | 0 | 0 | 0 | 2 | 0 | 0 | 0 | 0 | 0 | 0 | -2 | 0 | 0 | 0 | 0 | 0 | -2 | 0 | -2 | -2 | -2 | 0 | -1 | 1 | 1 | -1 | -2 | -2 |  | -2
Enphase | HCS-80 | EV Charger | SCE | AC | 15.4 | 2024-07-01 | 2024-07-01 | Network Capable | NA | Single Port | Single port, Must acquire Gateway for network connectivity | 2 | -2 | -2 | 1 | 0 | 0 | -2 | -2 | -2 | -2 | -2 | -2 | 1 | -2 | -2 | 2 | 0 | 0 | -1 | -1 | 1 | 1 | -2 | 1 | 1 | 1 | 1 | 0 | 0 | 0 | 0 | 1 | 0 | -1 | -1 | -1 | 1 | 1 | 1 | 0 | -1 | -1 | -2 | 0 | -2 | -2 | -2 | -2 | -2 | -2 | -2 | -2 | -2 | -2 | -2 | -2 | -2 | -2 | -2 | -2 | 0 | -2 | 0 | -2 | -2 | 0 | -2 | 0 | -1 | -1 | 0 | 0 | 0 | -2 | -2 | -2 | 0 | 0 | 1 | 0 | -2 | 0 | -2 | 0 | -2 | -2 | 0 | 0 | 0 | 0 | 2 | 0 | 0 | 0 | 0 | 0 | 0 | -2 | 0 | 0 | 0 | 0 | 0 | -2 | 0 | -2 | -2 | -2 | 0 | -1 | 1 | 1 | -1 | -2 | -2 |  | -2
Enphase | LCS-25 | EV Charger | SCE | AC | 4.8 | 2024-07-01 | 2024-07-01 | Network Capable | NA | Single Port | Single port, Must acquire Gateway for network connectivity | 2 | -2 | -2 | 1 | 0 | 0 | -2 | -2 | -2 | -2 | -2 | -2 | 1 | -2 | -2 | 0 | 0 | 0 | -1 | -1 | 1 | 0 | -2 | 1 | 1 | 1 | 1 | 0 | 0 | 0 | 0 | 0 | 0 | -1 | -1 | -1 | 1 | 1 | 1 | 0 | -1 | -1 | -2 | 0 | -2 | -2 | -2 | -2 | -2 | -2 | -2 | -2 | -2 | -2 | -2 | -2 | -2 | -2 | -2 | -2 | 0 | -2 | 0 | -2 | -2 | 0 | -2 | 0 | -1 | -1 | 0 | 0 | 0 | -2 | -2 | -2 | 0 | 0 | 1 | 0 | -2 | 0 | -2 | 0 | -2 | -2 | 0 | 0 | 0 | 0 | 2 | 0 | 0 | 0 | 0 | 0 | 0 | -2 | 0 | 0 | 0 | 0 | 0 | -2 | 0 | -2 | -2 | -2 | 0 | 1 | 1 | 1 | -1 | -2 | -2 |  | -2
Enphase | Zeal-32A | HCS-40 | PGE | AC | 7.7 | 2024-07-01 | 2024-07-01 | Network Capable | NA | Single Port | Single port, Must acquire Gateway for network connectivity | 2 | -2 | -2 | 1 | 0 | 0 | -2 | -2 | -2 | -2 | -2 | -2 | 1 | -2 | -2 | 2 | 0 | 0 | -1 | -1 | 1 | 1 | -2 | 1 | 1 | 1 | 1 | 0 | 0 | 0 | 0 | 1 | -2 | -2 | -2 | -2 | 1 | 1 | 1 | -2 | -2 | -2 | -2 | -2 | -2 | -2 | -2 | -2 | -2 | -2 | -2 | -2 | -2 | -2 | -2 | -2 | -2 | -2 | -2 | -2 | 0 | -2 | 0 | -2 | -2 | 0 | -2 | 0 | -1 | -1 | 0 | 0 | 0 | -2 | -2 | -2 | 0 | 0 | -1 | 0 | -2 | 0 | -2 | 0 | -2 | -2 | 0 | 0 | 0 | 0 | 2 | 0 | 0 | 0 | -2 | 0 | -2 | -2 | 0 | 0 | 0 | 0 | 0 | -2 | 0 | -2 | -2 | -2 | 0 | 1 | 1 | 1 | -1 | -2 | -2 |  | -2
EO Charging | EA000-LE-BLK | Genius | SCE | AC | 19.2 | 2024-07-01 | 2024-07-01 | Network Capable | NA | Single Port | Single Port, Standalone network capability | 2 | -2 | -2 | 1 | 0 | 0 | -2 | -2 | -2 | -2 | -2 | -2 | 1 | -2 | -2 | 0 | 0 | 0 | -1 | -1 | 1 | 0 | -2 | 1 | 1 | 1 | 1 | 0 | 0 | 0 | 0 | 0 | 0 | -1 | -1 | -1 | 1 | 1 | 1 | 0 | -1 | -1 | -2 | 0 | -2 | -2 | -2 | -2 | -2 | -2 | -2 | -2 | -2 | -2 | -2 | -2 | -2 | -2 | -2 | -2 | 0 | -2 | 0 | -2 | -2 | 0 | -2 | 0 | -1 | 1 | 0 | 0 | 0 | -2 | -2 | -2 | 0 | 0 | -1 | 0 | -2 | 0 | -2 | 0 | -2 | -2 | 0 | 0 | 0 | 0 | 2 | 0 | 0 | 0 | 0 | 0 | 0 | -2 | 0 | 0 | 0 | 0 | 0 | -2 | 0 | -2 | -2 | -2 | 0 | -1 | 1 | 1 | -1 | -2 | -2 |  | -2
EO Charging | EA000-LE-BLK-40 | Genius (40A limit) | SCE | AC | 8.3 | 2024-07-01 | 2024-07-01 | Network Capable | NA | Single Port | Single Port, Standalone network capability | 2 | -2 | -2 | 1 | 0 | 0 | -2 | -2 | -2 | -2 | -2 | -2 | 1 | -2 | -2 | 0 | 0 | 0 | -1 | -1 | 1 | 0 | -2 | 1 | 1 | 1 | 1 | 0 | 0 | 0 | 0 | 0 | 0 | -1 | -1 | -1 | 1 | 1 | 1 | 0 | -1 | -1 | -2 | 0 | -2 | -2 | -2 | -2 | -2 | -2 | -2 | -2 | -2 | -2 | -2 | -2 | -2 | -2 | -2 | -2 | 0 | -2 | 0 | -2 | -2 | 0 | -2 | 0 | -1 | 1 | 0 | 0 | 0 | -2 | -2 | -2 | 0 | 0 | -1 | 0 | -2 | 0 | -2 | 0 | -2 | -2 | 0 | 0 | 0 | 0 | 2 | 0 | 0 | 0 | 0 | 0 | 0 | -2 | 0 | 0 | 0 | 0 | 0 | -2 | 0 | -2 | -2 | -2 | 0 | 1 | -1 | 1 | -1 | -2 | -2 |  | -2
Epic Charging | EC48-AC | Epic48 | EPRI | AC | 11.5 | 2024-07-01 | 2024-07-01 | Fully Networked | Epiccharging.com | Single Port | Single Port, Standalone network capability | 2 | -2 | -2 | 1 | 0 | 0 | -2 | -2 | -2 | -2 | -2 | -2 | 1 | -2 | -2 | 2 | 0 | 2 | -1 | -1 | 1 | 1 | -2 | 1 | 1 | 1 | 1 | 0 | 0 | 0 | 0 | 0 | 1 | -1 | -1 | -1 | 1 | 1 | 1 | -1 | -1 | -1 | -2 | -1 | 1 | -1 | -1 | 1 | -2 | 1 | -1 | 1 | -1 | -1 | -1 | -1 | -1 | 1 | 2 | -2 | -1 | -2 | -1 | -1 | -1 | -1 | -1 | -1 | -1 | 1 | 0 | 0 | 0 | 0 | 0 | 0 | 0 | 0 | -1 | -1 | -2 | 1 | -2 | 1 | -2 | -2 | 1 | 1 | 1 | 1 | 2 | 2 | -1 | 1 | 0 | 1 | 0 | 1 | 1 | 1 | 1 | 1 | 1 | -1 | 1 | -1 | -1 | 1 | 0 | -1 | 1 | 1 | 1 | -2 | -2 |  | -2
Epic Charging | EC48-AC-40 | Epic48 | SCE | AC | 11.5 | 2025-07-23 | 2025-07-23 | Fully Networked | Epiccharging.com | Single Port | Single Port, Standalone network capability | 2 | -2 | -2 | 1 | 0 | 0 | -2 | -2 | -2 | -2 | -2 | -2 | 1 | -2 | -2 | 2 | 0 | 2 | -1 | -1 | 1 | 1 | -2 | 1 | 1 | 1 | 1 | 0 | 0 | 0 | 0 | 0 | 1 | -1 | -1 | -1 | 1 | 1 | 1 | -1 | -1 | -1 | -2 | -1 | 1 | -1 | -1 | 1 | -2 | 1 | -1 | 1 | -1 | -1 | -1 | -1 | -1 | 1 | 2 | -2 | -1 | -2 | -1 | -1 | -1 | -1 | -1 | -1 | -1 | 1 | 0 | 0 | 0 | 0 | 0 | 0 | 0 | 0 | -1 | -1 | -2 | 1 | -2 | 1 | -2 | -2 | 1 | 1 | 1 | 1 | 2 | 2 | -1 | 1 | 0 | 1 | 0 | 1 | 1 | 1 | 1 | 1 | 1 | -1 | 1 | -1 | -1 | 1 | 0 | 1 | -1 | 1 | 1 | -2 | -2 |  | -2
Epic Charging | EC80-AC | Epic80 | EPRI | AC | 19.2 | 2024-07-01 | 2024-07-01 | Fully Networked | Epiccharging.com | Single Port | Single Port, Standalone network capability | 2 | -2 | -2 | 1 | 0 | 0 | -2 | -2 | -2 | -2 | -2 | -2 | 1 | -2 | -2 | 2 | 0 | 2 | -1 | -1 | 1 | 1 | -2 | 1 | 1 | 1 | 1 | 0 | 0 | 0 | 0 | 0 | 1 | -1 | -1 | -1 | 1 | 1 | 1 | -1 | -1 | -1 | -2 | -1 | 1 | -1 | -1 | 1 | -2 | 1 | -1 | 1 | -1 | -1 | -1 | -1 | -1 | 1 | 2 | -2 | -1 | -2 | -1 | -1 | -1 | -1 | -1 | -1 | -1 | 1 | 0 | 0 | 0 | 0 | 0 | 0 | 0 | 0 | -1 | -1 | -2 | 1 | -2 | 1 | -2 | -2 | 1 | 1 | 1 | 1 | 2 | 2 | -1 | 1 | 0 | 1 | 0 | 1 | 1 | 1 | 1 | 1 | 1 | -1 | 1 | -1 | -1 | 1 | 0 | -1 | 1 | 1 | 1 | -2 | -2 |  | -2
Epic Charging | ECB48-AC | Epic48 | EPRI | AC | 11.5 | 2024-07-01 | 2024-07-01 | Fully Networked | Epiccharging.com | Single Port | Single Port, Standalone network capability | 2 | -2 | -2 | 1 | 0 | 0 | -2 | -2 | -2 | -2 | -2 | -2 | 1 | -2 | -2 | 2 | 0 | 2 | -1 | -1 | 1 | 1 | -2 | 1 | 1 | 1 | 1 | 0 | 0 | 0 | 0 | 0 | 1 | -1 | -1 | -1 | 1 | 1 | 1 | -1 | -1 | -1 | -2 | -1 | 1 | -1 | -1 | 1 | -2 | 1 | -1 | 1 | -1 | -1 | -1 | -1 | -1 | 1 | 2 | -2 | -1 | -2 | -1 | -1 | -1 | -1 | -1 | -1 | -1 | 1 | 0 | 0 | 0 | 0 | 0 | 0 | 0 | 0 | -1 | -1 | -2 | 1 | -2 | 1 | -2 | -2 | -1 | 1 | -1 | 1 | 2 | 2 | -1 | 1 | 0 | 1 | 0 | 1 | 1 | 1 | 1 | 1 | 1 | -1 | 1 | -1 | -1 | 1 | 0 | -1 | 1 | 1 | 1 | -2 | -2 |  | -2
Epic Charging | ECB48-AC-40 | Epic48 | SCE | AC | 11.5 | 2025-07-23 | 2025-07-23 | Fully Networked | Epiccharging.com | Single Port | Single Port, Standalone network capability | 2 | -2 | -2 | 1 | 0 | 0 | -2 | -2 | -2 | -2 | -2 | -2 | 1 | -2 | -2 | 2 | 0 | 2 | -1 | -1 | 1 | 1 | -2 | 1 | 1 | 1 | 1 | 0 | 0 | 0 | 0 | 0 | 1 | -1 | -1 | -1 | 1 | 1 | 1 | -1 | -1 | -1 | -2 | -1 | 1 | -1 | -1 | 1 | -2 | 1 | -1 | 1 | -1 | -1 | -1 | -1 | -1 | 1 | 2 | -2 | -1 | -2 | -1 | -1 | -1 | -1 | -1 | -1 | -1 | 1 | 0 | 0 | 0 | 0 | 0 | 0 | 0 | 0 | -1 | -1 | -2 | 1 | -2 | 1 | -2 | -2 | -1 | 1 | -1 | 1 | 2 | 2 | -1 | 1 | 0 | 1 | 0 | 1 | 1 | 1 | 1 | 1 | 1 | -1 | 1 | -1 | -1 | 1 | 0 | 1 | -1 | 1 | 1 | -2 | -2 |  | -2
Epic Charging | ECB80-AC | Epic80 | EPRI | AC | 19.2 | 2024-07-01 | 2024-07-01 | Fully Networked | Epiccharging.com | Single Port | Single Port, Standalone network capability | 2 | -2 | -2 | 1 | 0 | 0 | -2 | -2 | -2 | -2 | -2 | -2 | 1 | -2 | -2 | 2 | 0 | 2 | -1 | -1 | 1 | 1 | -2 | 1 | 1 | 1 | 1 | 0 | 0 | 0 | 0 | 0 | 1 | -1 | -1 | -1 | 1 | 1 | 1 | -1 | -1 | -1 | -2 | -1 | 1 | -1 | -1 | 1 | -2 | 1 | -1 | 1 | -1 | -1 | -1 | -1 | -1 | 1 | 2 | -2 | -1 | -2 | -1 | -1 | -1 | -1 | -1 | -1 | -1 | 1 | 0 | 0 | 0 | 0 | 0 | 0 | 0 | 0 | -1 | -1 | -2 | 1 | -2 | 1 | -2 | -2 | -1 | 1 | -1 | 1 | 2 | 2 | -1 | 1 | 0 | 1 | 0 | 1 | 1 | 1 | 1 | 1 | 1 | -1 | 1 | -1 | -1 | 1 | 0 | -1 | 1 | 1 | 1 | -2 | -2 |  | -2
Epic Charging |  |  | EPRI | NETWORK |  | 2025-08-06 | 2025-08-06 | Network Software | Epic Charging |  |  | -2 | -2 | -2 | -2 | -2 | -2 | -2 | -2 | -2 | -2 | -2 | -2 | -2 | -2 | -2 | -2 | -2 | -2 | -2 | -2 | -2 | -2 | -2 | -2 | -2 | -2 | -2 | -2 | -2 | -2 | -2 | -2 | -2 | -2 | -2 | -2 | -2 | -2 | -2 | -2 | -2 | -2 | -2 | -2 | 1 | -1 | -1 | 1 | -1 | 1 | 1 | 1 | 1 | 1 | -1 | -1 | 1 | 1 | 2 | 1 | -2 | -2 | 1 | 1 | 1 | 1 | 1 | 1 | -2 | 1 | -2 | 1 | 1 | 1 | 1 | 1 | -1 | 1 | -2 | -2 | -2 | -2 | -2 | -2 | -2 | -2 | 1 | 1 | 1 | 1 | -2 | -2 | 1 | -2 | -2 | 1 | 1 | 1 | -2 | 1 | 1 | 1 | 1 | -1 | 1 | 1 | 1 | 1 | 1 | -2 | -2 | -2 | 1 | 1 | -1 |  | -2
iENERGIE360 US INC. dba. Injet | iM3C-09K6A | Vision | EPRI | AC | 9.6 | 2026-02-02 | 2026-02-02 | Network Capable |  | Single port. | Single port. | 2 | -2 | -2 | 1 | -1 | -1 | -2 | -2 | -2 | -2 | -2 | -2 | 1 | -2 | -2 | 2 | -1 | -1 | -1 | -1 | 1 | 1 | -2 | 1 | 1 | 1 | 1 | 1 | 1 | 1 | 1 | 1 | 1 | -1 | -1 | -1 | 1 | 1 | 1 | 1 | -1 | -1 | -2 | 1 | -2 | -2 | -2 | -2 | -2 | -2 | -2 | -2 | -2 | -2 | -2 | -2 | -2 | -2 | -2 | -2 | 1 | -2 | -2 | -2 | -2 | -1 | -2 | -2 | -2 | -1 | -1 | -1 | 1 | -2 | -2 | -2 | -1 | -2 | -1 | -1 | -1 | 1 | -2 | 1 | -2 | -2 | -1 | 1 | 1 | -1 | 2 | 2 | 1 | 1 | -1 | 1 | 1 | 1 | 1 | 1 | 1 | 1 | 1 | -2 | 1 | 1 | 1 | 1 | 1 | -2 | 0 | -1 | -2 | -2 | -2 |  | -2
iENERGIE360 US INC. dba. Injet | iM3C-11K5A | Vision | EPRI | AC | 11.5 | 2026-02-02 | 2026-02-02 | Network Capable |  | Single port. | Single port. | 2 | -2 | -2 | 1 | -1 | -1 | -2 | -2 | -2 | -2 | -2 | -2 | 1 | -2 | -2 | 2 | -1 | -1 | -1 | -1 | 1 | 1 | -2 | 1 | 1 | 1 | 1 | 1 | 1 | 1 | 1 | 1 | 1 | -1 | -1 | -1 | 1 | 1 | 1 | 1 | -1 | -1 | -2 | 1 | -2 | -2 | -2 | -2 | -2 | -2 | -2 | -2 | -2 | -2 | -2 | -2 | -2 | -2 | -2 | -2 | 1 | -2 | -2 | -2 | -2 | -1 | -2 | -2 | -2 | -1 | -1 | -1 | 1 | -2 | -2 | -2 | -1 | -2 | -1 | -1 | -1 | 1 | -2 | 1 | -2 | -2 | -1 | 1 | 1 | -1 | 2 | 2 | 1 | 1 | -1 | 1 | 1 | 1 | 1 | 1 | 1 | 1 | 1 | -2 | 1 | 1 | 1 | 1 | 1 | -2 | 0 | -1 | -2 | -2 | -2 |  | -2
iENERGIE360 US INC. dba. Injet | iM3C-19K2A | Vision | EPRI | AC | 19.2 | 2026-02-02 | 2026-02-02 | Network Capable |  | Single port. | Single port. | 2 | -2 | -2 | 1 | -1 | -1 | -2 | -2 | -2 | -2 | -2 | -2 | 1 | -2 | -2 | 2 | -1 | -1 | -1 | -1 | 1 | 1 | -2 | 1 | 1 | 1 | 1 | 1 | 1 | 1 | 1 | 1 | 1 | -1 | -1 | -1 | 1 | 1 | 1 | 1 | -1 | -1 | -2 | 1 | -2 | -2 | -2 | -2 | -2 | -2 | -2 | -2 | -2 | -2 | -2 | -2 | -2 | -2 | -2 | -2 | 1 | -2 | -2 | -2 | -2 | -1 | -2 | -2 | -2 | -1 | -1 | -1 | 1 | -2 | -2 | -2 | -1 | -2 | -1 | -1 | -1 | 1 | -2 | 1 | -2 | -2 | -1 | 1 | 1 | -1 | 2 | 2 | 1 | 1 | -1 | 1 | 1 | 1 | 1 | 1 | 1 | 1 | 1 | -2 | 1 | 1 | 1 | 1 | 1 | -2 | 0 | -1 | -2 | -2 | -2 |  | -2
iENERGIE360 US INC. dba. Injet | iNSCDA120K1 | Ampax | EPRI | DC | 120 | 2026-02-02 | 2026-02-02 | Network Capable |  | Dual port. | Dual port. | -2 | 2 | -2 | -2 | -2 | -2 | 1 | -1 | -1 | -1 | -2 | -2 | -2 | 1 | -2 | 2 | -2 | -1 | -1 | 2 | 1 | -2 | 1 | 1 | 1 | 1 | 1 | 1 | 1 | 1 | 1 | 1 | 1 | -1 | 2 | 2 | 1 | 1 | 1 | 1 | -1 | -1 | -2 | 1 | -2 | -2 | -2 | -2 | -2 | -2 | -2 | -2 | -2 | -2 | -2 | -2 | -2 | -2 | -2 | -2 | -2 | 1 | -1 | -2 | -2 | -1 | -2 | -2 | -2 | 1 | 1 | 1 | 1 | -2 | -2 | -2 | 1 | -2 | -2 | -1 | -1 | -2 | 1 | -2 | -1 | 1 | 1 | 1 | 1 | 1 | 2 | -2 | 1 | 1 | -1 | 1 | 1 | 1 | 1 | 1 | 1 | 1 | 1 | -2 | 1 | 1 | 1 | 1 | 1 | -2 | -2 | -1 | -2 | -2 | -2 |  | -2
iENERGIE360 US INC. dba. Injet | iNSCDA150K1 | Ampax | EPRI | DC | 150 | 2026-02-02 | 2026-02-02 | Network Capable |  | Dual port. | Dual port. | -2 | 2 | -2 | -2 | -2 | -2 | 1 | -1 | -1 | -1 | -2 | -2 | -2 | 1 | -2 | 2 | -2 | 2 | -1 | 2 | 1 | -2 | 1 | 1 | 1 | 1 | 1 | 1 | 1 | 1 | 1 | 1 | 1 | -1 | 2 | 2 | 1 | 1 | 1 | 1 | -1 | -1 | -2 | 1 | -2 | -2 | -2 | -2 | -2 | -2 | -2 | -2 | -2 | -2 | -2 | -2 | -2 | -2 | -2 | -2 | -2 | 1 | -1 | -2 | -2 | -1 | -2 | -2 | -2 | 1 | 1 | 1 | 1 | -2 | -2 | -2 | 1 | -2 | -2 | -1 | -1 | -2 | 1 | -2 | -1 | 1 | 1 | 1 | 1 | 1 | 2 | -2 | 1 | 1 | -1 | 1 | 1 | 1 | 1 | 1 | 1 | 1 | 1 | -2 | 1 | 1 | 1 | 1 | 1 | -2 | -2 | -1 | -2 | -2 | -2 |  | -2
iENERGIE360 US INC. dba. Injet | iNSCDA180K1 | Ampax | EPRI | DC | 180 | 2026-02-02 | 2026-02-02 | Network Capable |  | Dual port. | Dual port. | -2 | 2 | -2 | -2 | -2 | -2 | 1 | -1 | -1 | -1 | -2 | -2 | -2 | 1 | -2 | 2 | -2 | 2 | -1 | 2 | 1 | -2 | 1 | 1 | 1 | 1 | 1 | 1 | 1 | 1 | 1 | 1 | 1 | -1 | 2 | 2 | 1 | 1 | 1 | 1 | -1 | -1 | -2 | 1 | -2 | -2 | -2 | -2 | -2 | -2 | -2 | -2 | -2 | -2 | -2 | -2 | -2 | -2 | -2 | -2 | -2 | 1 | -1 | -2 | -2 | -1 | -2 | -2 | -2 | 1 | 1 | 1 | 1 | -2 | -2 | -2 | 1 | -2 | -2 | -1 | -1 | -2 | 1 | -2 | -1 | 1 | 1 | 1 | 1 | 1 | 2 | -2 | 1 | 1 | -1 | 1 | 1 | 1 | 1 | 1 | 1 | 1 | 1 | -2 | 1 | 1 | 1 | 1 | 1 | -2 | -2 | -1 | -2 | -2 | -2 |  | -2
iENERGIE360 US INC. dba. Injet | iNSCDA240K1 | Ampax | EPRI | DC | 240 | 2026-02-02 | 2026-02-02 | Network Capable |  | Dual port. | Dual port. | -2 | 2 | -2 | -2 | -2 | -2 | 1 | -1 | -1 | -1 | -2 | -2 | -2 | 1 | -2 | 2 | -2 | 2 | -1 | 2 | 1 | -2 | 1 | 1 | 1 | 1 | 1 | 1 | 1 | 1 | 1 | 1 | 1 | -1 | 2 | 2 | 1 | 1 | 1 | 1 | -1 | -1 | -2 | 1 | -2 | -2 | -2 | -2 | -2 | -2 | -2 | -2 | -2 | -2 | -2 | -2 | -2 | -2 | -2 | -2 | -2 | 1 | -1 | -2 | -2 | -1 | -2 | -2 | -2 | 1 | 1 | 1 | 1 | -2 | -2 | -2 | 1 | -2 | -2 | -1 | -1 | -2 | 1 | -2 | -1 | 1 | 1 | 1 | 1 | 1 | 2 | -2 | 1 | 1 | -1 | 1 | 1 | 1 | 1 | 1 | 1 | 1 | 1 | -2 | 1 | 1 | 1 | 1 | 1 | -2 | -2 | -1 | -2 | -2 | -2 |  | -2
Espen | EVC/A16 | EVC/A16 | EPRI | AC | 3.8 | 2025-08-29 | 2025-08-08 | Network Capable |  | Single Port | Single port. | 2 | -2 | -2 | 1 | -1 | 1 | -2 | -2 | -2 | -2 | -2 | -2 | 1 | -2 | -2 | -1 | -1 | -1 | -1 | 2 | 1 | 1 | -2 | 1 | 1 | 1 | 1 | 1 | 1 | 1 | 1 | 1 | 1 | -1 | -1 | -1 | 1 | 1 | 1 | 1 | -1 | -1 | -2 | 1 | -2 | -2 | -2 | -2 | -2 | -2 | -2 | -2 | -2 | -2 | -2 | -2 | -2 | -2 | -2 | -2 | 1 | -2 | 1 | -2 | -2 | 1 | -2 | 1 | 1 | 1 | 1 | 1 | 1 | -2 | -2 | -2 | 1 | 1 | 1 | 1 | 1 | 1 | -2 | 1 | -2 | -2 | 1 | 1 | 1 | 1 | 2 | -1 | 1 | 1 | 1 | 1 | 1 | -1 | -1 | 1 | 1 | 1 | 1 | 1 | 1 | 1 | 1 | 1 | 1 | 1 | 1 | 1 | -1 | -2 | -2 |  | -2
Espen | EVC/A32 | EVC/A32 | EPRI | AC | 7.6 | 2025-08-29 | 2025-08-08 | Network Capable |  | Single Port | Single port. | 2 | -2 | -2 | 1 | -1 | 1 | -2 | -2 | -2 | -2 | -2 | -2 | 1 | -2 | -2 | -1 | -1 | -1 | -1 | 2 | 1 | 1 | -2 | 1 | 1 | 1 | 1 | 1 | 1 | 1 | 1 | 1 | 1 | -1 | -1 | -1 | 1 | 1 | 1 | 1 | -1 | -1 | -2 | 1 | -2 | -2 | -2 | -2 | -2 | -2 | -2 | -2 | -2 | -2 | -2 | -2 | -2 | -2 | -2 | -2 | 1 | -2 | 1 | -2 | -2 | 1 | -2 | 1 | 1 | 1 | 1 | 1 | 1 | -2 | -2 | -2 | 1 | 1 | 1 | 1 | 1 | 1 | -2 | 1 | -2 | -2 | 1 | 1 | 1 | 1 | 2 | -1 | 1 | 1 | 1 | 1 | 1 | -1 | -1 | 1 | 1 | 1 | 1 | 1 | 1 | 1 | 1 | 1 | 1 | 1 | 1 | 1 | -1 | -2 | -2 |  | -2
Espen | EVC/A40 | EVC/A40 | EPRI | AC | 9.6 | 2025-08-29 | 2025-08-08 | Network Capable |  | Single Port | Single port. | 2 | -2 | -2 | 1 | -1 | 1 | -2 | -2 | -2 | -2 | -2 | -2 | 1 | -2 | -2 | -1 | -1 | -1 | -1 | 2 | 1 | 1 | -2 | 1 | 1 | 1 | 1 | 1 | 1 | 1 | 1 | 1 | 1 | -1 | -1 | -1 | 1 | 1 | 1 | 1 | -1 | -1 | -2 | 1 | -2 | -2 | -2 | -2 | -2 | -2 | -2 | -2 | -2 | -2 | -2 | -2 | -2 | -2 | -2 | -2 | 1 | -2 | 1 | -2 | -2 | 1 | -2 | 1 | 1 | 1 | 1 | 1 | 1 | -2 | -2 | -2 | 1 | 1 | 1 | 1 | 1 | 1 | -2 | 1 | -2 | -2 | 1 | 1 | 1 | 1 | 2 | -1 | 1 | 1 | 1 | 1 | 1 | -1 | -1 | 1 | 1 | 1 | 1 | 1 | 1 | 1 | 1 | 1 | 1 | 1 | 1 | 1 | -1 | -2 | -2 |  | -2
Espen | EVC/A48 | EVC/A48 | EPRI | AC | 11.5 | 2025-08-29 | 2025-08-08 | Network Capable |  | Single Port | Single port. | 2 | -2 | -2 | 1 | -1 | 1 | -2 | -2 | -2 | -2 | -2 | -2 | 1 | -2 | -2 | 2 | 0 | 2 | -1 | 2 | 1 | 1 | -2 | 1 | 1 | 1 | 1 | 1 | 1 | 1 | 1 | 1 | 1 | -1 | -1 | -1 | 1 | 1 | 1 | 1 | -1 | -1 | -2 | 1 | -2 | -2 | -2 | -2 | -2 | -2 | -2 | -2 | -2 | -2 | -2 | -2 | -2 | -2 | -2 | -2 | 1 | -2 | 1 | -2 | -2 | 1 | -2 | 1 | 1 | 1 | 1 | 1 | 1 | -2 | -2 | -2 | 1 | 1 | 1 | 1 | 1 | 1 | -2 | 1 | -2 | -2 | 1 | 1 | 1 | 1 | 2 | 2 | 1 | 1 | 1 | 1 | 1 | -1 | -1 | 1 | 1 | 1 | 1 | 1 | 1 | 1 | 1 | 1 | 1 | -1 | 1 | 1 | -1 | -2 | -2 |  | -2
Espen | EVC/A48X2 | EVC/A48X2 | EPRI | AC | 11.5 | 2026-02-02 | 2026-02-02 | Network Capable |  | Dual port. | Dual port. | 2 | -2 | -2 | 1 | -1 | 1 | -2 | -2 | -2 | -2 | -2 | -2 | 1 | -2 | -2 | 2 | -1 | 2 | -1 | -1 | 1 | 1 | -2 | 1 | 1 | 1 | 1 | 1 | 1 | 1 | 1 | 1 | 1 | -1 | -1 | -1 | 1 | 1 | 1 | 1 | -1 | -1 | -2 | 1 | -2 | -2 | -2 | -2 | -2 | -2 | -2 | -2 | -2 | -2 | -2 | -2 | -2 | -2 | -2 | -2 | 1 | -2 | -2 | -2 | -2 | 1 | -2 | -2 | -2 | 1 | 1 | 1 | 1 | -2 | -2 | -2 | 1 | 1 | 1 | 1 | 1 | 1 | -2 | 1 | -2 | -2 | 1 | 1 | 1 | 1 | 2 | 2 | 1 | 1 | 1 | 1 | 1 | 1 | 1 | 1 | 1 | 1 | 1 | -2 | 1 | 1 | 1 | 1 | 1 | -1 | 1 | 1 | -1 | -2 | -2 |  | -2
Espen | EVC/A48S | EVC/A48S | EPRI | AC | 11.5 | 2025-08-08 | 2024-08-21 | Network Capable | N/A | Single Port | Single port. | 2 | -2 | -2 | 1 | -1 | 1 | -2 | -2 | -2 | -2 | -2 | -2 | 1 | -2 | -2 | 2 | 0 | 2 | -1 | 2 | 1 | 1 | -2 | 1 | 1 | 1 | 1 | 1 | 1 | 1 | 1 | 1 | 1 | -1 | -1 | -1 | 1 | 1 | 1 | 1 | -1 | -1 | -2 | 1 | -2 | -2 | -2 | -2 | -2 | -2 | -2 | -2 | -2 | -2 | -2 | -2 | -2 | -2 | -2 | -2 | 1 | -2 | 1 | -2 | -2 | -1 | -2 | 1 | 1 | 1 | 1 | -1 | 1 | -2 | -2 | -2 | 1 | 1 | 1 | -1 | -1 | 1 | -2 | 1 | -2 | -2 | 1 | 1 | 1 | 1 | 2 | 2 | 1 | 1 | -1 | 1 | -1 | -1 | -1 | 1 | 1 | 1 | 1 | -2 | 1 | -2 | -2 | -2 | 1 | -1 | 1 | 1 | -1 | -2 | -2 |  | 1
Espen | EVC/A48S-40 | EVC/A48S | EPRI | AC | 9.6 | 2025-08-08 | 2024-08-21 | Network Capable | N/A | Single Port | Single port. | 2 | -2 | -2 | 1 | -1 | 1 | -2 | -2 | -2 | -2 | -2 | -2 | 1 | -2 | -2 | 2 | 0 | 2 | -1 | 2 | 1 | 1 | -2 | 1 | 1 | 1 | 1 | 1 | 1 | 1 | 1 | 1 | 1 | -1 | -1 | -1 | 1 | 1 | 1 | 1 | -1 | -1 | -2 | 1 | -2 | -2 | -2 | -2 | -2 | -2 | -2 | -2 | -2 | -2 | -2 | -2 | -2 | -2 | -2 | -2 | 1 | -2 | 1 | -2 | -2 | -1 | -2 | 1 | 1 | 1 | 1 | -1 | 1 | -2 | -2 | -2 | 1 | 1 | 1 | -1 | -1 | 1 | -2 | 1 | -2 | -2 | 1 | 1 | 1 | 1 | 2 | 2 | 1 | 1 | -1 | 1 | -1 | -1 | -1 | 1 | 1 | 1 | 1 | -2 | 1 | -2 | -2 | -2 | 1 | 1 | -1 | 1 | -1 | -2 | -2 |  | -2
Espen | EVC/A48SX2 | EVC/A48SX2 | EPRI | AC | 11.5 | 2025-08-08 | 2024-08-21 | Network Capable | N/A | Dual Port | Dual Port | 2 | -2 | -2 | 1 | -1 | 1 | -2 | -2 | -2 | -2 | -2 | -2 | 1 | -2 | -2 | 2 | 0 | 2 | -1 | 2 | 1 | 1 | -2 | 1 | 1 | 1 | 1 | 1 | 1 | 1 | 1 | 1 | 1 | -1 | -1 | -1 | 1 | 1 | 1 | 1 | -1 | -1 | -2 | 1 | -2 | -2 | -2 | -2 | -2 | -2 | -2 | -2 | -2 | -2 | -2 | -2 | -2 | -2 | -2 | -2 | 1 | -2 | 1 | -2 | -2 | -1 | -2 | 1 | 1 | -1 | 1 | -1 | 1 | -2 | -2 | -2 | 1 | 1 | 1 | -1 | -1 | 1 | -2 | 1 | -2 | -2 | 1 | 1 | 1 | 1 | 2 | 2 | 1 | 1 | -1 | 1 | -1 | -1 | -1 | 1 | 1 | 1 | 1 | -2 | 1 | -2 | -2 | -2 | 1 | -1 | 1 | 1 | -1 | -2 | -2 |  | -2
Espen | EVC/A48SX2-40 | EVC/A48SX2 | EPRI | AC | 9.6 | 2025-08-08 | 2024-08-21 | Network Capable | N/A | Dual Port | Dual Port | 2 | -2 | -2 | 1 | -1 | 1 | -2 | -2 | -2 | -2 | -2 | -2 | 1 | -2 | -2 | 2 | 0 | 2 | -1 | 2 | 1 | 1 | -2 | 1 | 1 | 1 | 1 | 1 | 1 | 1 | 1 | 1 | 1 | -1 | -1 | -1 | 1 | 1 | 1 | 1 | -1 | -1 | -2 | 1 | -2 | -2 | -2 | -2 | -2 | -2 | -2 | -2 | -2 | -2 | -2 | -2 | -2 | -2 | -2 | -2 | 1 | -2 | 1 | -2 | -2 | -1 | -2 | 1 | 1 | -1 | 1 | -1 | 1 | -2 | -2 | -2 | 1 | 1 | 1 | -1 | -1 | 1 | -2 | 1 | -2 | -2 | 1 | 1 | 1 | 1 | 2 | 2 | 1 | 1 | -1 | 1 | -1 | -1 | -1 | 1 | 1 | 1 | 1 | -2 | 1 | -2 | -2 | -2 | 1 | 1 | -1 | 1 | -1 | -2 | -2 |  | -2
Espen | EVC/A80 | EVC/A80 | EPRI | AC | 19.2 | 2025-08-29 | 2025-08-08 | Network Capable |  | Single Port | Single port. | 2 | -2 | -2 | 1 | -1 | 1 | -2 | -2 | -2 | -2 | -2 | -2 | 1 | -2 | -2 | 2 | 0 | 2 | -1 | 2 | 1 | 1 | -2 | 1 | 1 | 1 | 1 | 1 | 1 | 1 | 1 | 1 | 1 | -1 | -1 | -1 | 1 | 1 | 1 | 1 | -1 | -1 | -2 | 1 | -2 | -2 | -2 | -2 | -2 | -2 | -2 | -2 | -2 | -2 | -2 | -2 | -2 | -2 | -2 | -2 | 1 | -2 | 1 | -2 | -2 | 1 | -2 | 1 | 1 | 1 | 1 | 1 | 1 | -2 | -2 | -2 | 1 | 1 | 1 | 1 | 1 | 1 | -2 | 1 | -2 | -2 | 1 | 1 | 1 | 1 | 2 | 2 | 1 | 1 | 1 | 1 | 1 | -1 | -1 | 1 | 1 | 1 | 1 | 1 | 1 | 1 | 1 | 1 | 1 | -1 | 1 | 1 | -1 | -2 | -2 |  | -2
Espen | EVC/A80S | EVC/A80S | EPRI | AC | 19.2 | 2025-08-08 | 2024-08-21 | Network Capable | N/A | Single Port | Single port. | 2 | -2 | -2 | 1 | -1 | 1 | -2 | -2 | -2 | -2 | -2 | -2 | 1 | -2 | -2 | 2 | 0 | 2 | -1 | 2 | 1 | 1 | -2 | 1 | 1 | 1 | 1 | 1 | 1 | 1 | 1 | 1 | 1 | -1 | -1 | -1 | 1 | 1 | 1 | 1 | -1 | -1 | -2 | 1 | -2 | -2 | -2 | -2 | -2 | -2 | -2 | -2 | -2 | -2 | -2 | -2 | -2 | -2 | -2 | -2 | 1 | -2 | 1 | -2 | -2 | -1 | -2 | 1 | 1 | 1 | 1 | -1 | 1 | -2 | -2 | -2 | 1 | 1 | 1 | -1 | -1 | 1 | -2 | 1 | -2 | -2 | 1 | 1 | 1 | 1 | 2 | 2 | 1 | 1 | -1 | 1 | -1 | -1 | -1 | 1 | 1 | 1 | 1 | -2 | 1 | -2 | -2 | -2 | 1 | -1 | 1 | 1 | -1 | -2 | -2 |  | 1
Espen | EVC/A80S-40 | EVC/A80S | EPRI | AC | 9.6 | 2025-08-08 | 2024-08-21 | Network Capable | N/A | Single Port | Single port. | 2 | -2 | -2 | 1 | -1 | 1 | -2 | -2 | -2 | -2 | -2 | -2 | 1 | -2 | -2 | 2 | 0 | 2 | -1 | 2 | 1 | 1 | -2 | 1 | 1 | 1 | 1 | 1 | 1 | 1 | 1 | 1 | 1 | -1 | -1 | -1 | 1 | 1 | 1 | 1 | -1 | -1 | -2 | 1 | -2 | -2 | -2 | -2 | -2 | -2 | -2 | -2 | -2 | -2 | -2 | -2 | -2 | -2 | -2 | -2 | 1 | -2 | 1 | -2 | -2 | -1 | -2 | 1 | 1 | 1 | 1 | -1 | 1 | -2 | -2 | -2 | 1 | 1 | 1 | -1 | -1 | 1 | -2 | 1 | -2 | -2 | 1 | 1 | 1 | 1 | 2 | 2 | 1 | 1 | -1 | 1 | -1 | -1 | -1 | 1 | 1 | 1 | 1 | -2 | 1 | -2 | -2 | -2 | 1 | 1 | -1 | 1 | -1 | -2 | -2 |  | -2
Espen | EVC/D030/S### | EVC/D030/S### | EPRI/PGE | DC | 30 | 2024-07-01 | 2024-07-01 | Network Capable | NA | 1x CCS1 connector 1x CHAdeMO connector | 1x CCS1 connector 1x CHAdeMO connector | -2 | 2 | -2 | -2 | -2 | -2 | 1 | 1 | 0 | 0 | -2 | -2 | -2 | 1 | -2 | 2 | -2 | 2 | -1 | -1 | 1 | -2 | 1 | 1 | 1 | 1 | 1 | 0 | 0 | 0 | 0 | 1 | 1 | -1 | -1 | -1 | 1 | 1 | 1 | 1 | -1 | -1 | -2 | 1 | -2 | -2 | -2 | -2 | -2 | -2 | -2 | -2 | -2 | -2 | -2 | -2 | -2 | -2 | -2 | -2 | -2 | -1 | -1 | -2 | -2 | -1 | -2 | -1 | -1 | 1 | 0 | 0 | 0 | -2 | -2 | -2 | 0 | 0 | -2 | 1 | 1 | -2 | 1 | -2 | 1 | 1 | 1 | 1 | 1 | 1 | 2 | -2 | 1 | 1 | 1 | 1 | 1 | -2 | 1 | 1 | 1 | 1 | 1 | -2 | 1 | -2 | -2 | -2 | 0 | -2 | -2 | 1 | -1 | -2 | -2 |  | -2
Espen | EVC/D040P/S### | EVC/D040P/S### | EPRI | DC | 40 | 2025-05-02 | 2025-05-02 | Network Capable | NA |  | Dual port.CCS1, NACS ,CHAdeMO (Optional). | -2 | 2 | -2 | -2 | -2 | -2 | 1 | 1 | 1 | 0 | -2 | -2 | -2 | 1 | -2 | 2 | -2 | -1 | -1 | -1 | 1 | -2 | 1 | 1 | 1 | 1 | 1 | 0 | 0 | 0 | 0 | 1 | 1 | -1 | -1 | -1 | 1 | 1 | 1 | -1 | -1 | -1 | -2 | -1 | -2 | -2 | -2 | -2 | -2 | -2 | -2 | -2 | -2 | -2 | -2 | -2 | -2 | -2 | -2 | -2 | -2 | -1 | -1 | -2 | -2 | -1 | -2 | -1 | 1 | 1 | 0 | 0 | 0 | -2 | -2 | -2 | 0 | 0 | -2 | -1 | -1 | -2 | 1 | -2 | -1 | 1 | 1 | 1 | 1 | 0 | 1 | -2 | 1 | 1 | 1 | 1 | -1 | -2 | 1 | 1 | 1 | 1 | 1 | -2 | 1 | -2 | -2 | -2 | 0 | -2 | -2 | 1 | -1 | -2 | -2 |  | -2
Espen | EVC/D060/S### | EVC/D060/S### | EPRI | DC | 60 | 2024-07-01 | 2024-07-01 | Network Capable | NA | 1x CCS1 connector 1x CHAdeMO connector | 1x CCS1 connector 1x CHAdeMO connector | -2 | 2 | -2 | -2 | -2 | -2 | 1 | 1 | 0 | 0 | -2 | -2 | -2 | 1 | -2 | 2 | -2 | 2 | 2 | -1 | 1 | -2 | 1 | 1 | 1 | 1 | 1 | 0 | 0 | 0 | 0 | 1 | 1 | -1 | -1 | -1 | 1 | 1 | 1 | 1 | -1 | -1 | -2 | 1 | -2 | -2 | -2 | -2 | -2 | -2 | -2 | -2 | -2 | -2 | -2 | -2 | -2 | -2 | -2 | -2 | -2 | -1 | -1 | -2 | -2 | -1 | -2 | -1 | 1 | 1 | 0 | 0 | 0 | -2 | -2 | -2 | 0 | 0 | -2 | 1 | 1 | -2 | 1 | -2 | 1 | 1 | 1 | 1 | 1 | 1 | 2 | -2 | 1 | 1 | 1 | 1 | 1 | -2 | 1 | 1 | 1 | 1 | 1 | -2 | 1 | -2 | -2 | -2 | 0 | -2 | -2 | 1 | -1 | -2 | -2 |  | 1
Espen | EVC/D060P/S### | EVC/D060P/S### | EPRI | DC | 60 | 2025-05-02 | 2025-05-02 | Network Capable | NA |  | Dual port.CCS1, NACS ,CHAdeMO (Optional). | -2 | 2 | -2 | -2 | -2 | -2 | 1 | 1 | 1 | 0 | -2 | -2 | -2 | 1 | -2 | 2 | -2 | -1 | -1 | -1 | 1 | -2 | 1 | 1 | 1 | 1 | 1 | 0 | 0 | 0 | 0 | 1 | 1 | -1 | -1 | -1 | 1 | 1 | 1 | -1 | -1 | -1 | -2 | -1 | -2 | -2 | -2 | -2 | -2 | -2 | -2 | -2 | -2 | -2 | -2 | -2 | -2 | -2 | -2 | -2 | -2 | -1 | -1 | -2 | -2 | -1 | -2 | -1 | 1 | 1 | 0 | 0 | 0 | -2 | -2 | -2 | 0 | 0 | -2 | -1 | -1 | -2 | 1 | -2 | -1 | 1 | 1 | 1 | 1 | 0 | 1 | -2 | 1 | 1 | 1 | 1 | -1 | -2 | 1 | 1 | 1 | 1 | 1 | -2 | 1 | -2 | -2 | -2 | 0 | -2 | -2 | 1 | -1 | -2 | -2 |  | -2
Espen | EVC/D120/S### | EVC/D120/S### | EPRI | DC | 120 | 2024-07-01 | 2024-07-01 | Network Capable | NA | 1x CCS1 connector 1x CHAdeMO connector | 1x CCS1 connector 1x CHAdeMO connector | -2 | 2 | -2 | -2 | -2 | -2 | 1 | 1 | 0 | 0 | -2 | -2 | -2 | 1 | -2 | 2 | -2 | 2 | 2 | -1 | 1 | -2 | 1 | 1 | 1 | 1 | 1 | 0 | 0 | 0 | 0 | 1 | 1 | -1 | -1 | -1 | 1 | 1 | 1 | 1 | -1 | -1 | -2 | 1 | -2 | -2 | -2 | -2 | -2 | -2 | -2 | -2 | -2 | -2 | -2 | -2 | -2 | -2 | -2 | -2 | -2 | -1 | -1 | -2 | -2 | -1 | -2 | -1 | 1 | 1 | 0 | 0 | 0 | -2 | -2 | -2 | 0 | 0 | -2 | 1 | 1 | -2 | 1 | -2 | 1 | 1 | 1 | 1 | 1 | 1 | 2 | -2 | 1 | 1 | 1 | 1 | 1 | -2 | 1 | 1 | 1 | 1 | 1 | -2 | 1 | -2 | -2 | -2 | 0 | -2 | -2 | 1 | -1 | -2 | -2 |  | 1
Espen | EVC/D180/S### | EVC/D180/S### | EPRI/PGE | DC | 180 | 2024-07-01 | 2024-07-01 | Network Capable | NA | 1x CCS1 connector 1x CHAdeMO connector | 1x CCS1 connector 1x CHAdeMO connector; OCA Full and Security certificates under software version V1.00 | -2 | 2 | -2 | -2 | -2 | -2 | 1 | 1 | 0 | 0 | -2 | -2 | -2 | 1 | -2 | 2 | -2 | -1 | 2 | -1 | 1 | -2 | 1 | 1 | 1 | 1 | 1 | 0 | 0 | 0 | 0 | 1 | 1 | -1 | 2 | 2 | 1 | 1 | 1 | 1 | -1 | -1 | -2 | 1 | -2 | -2 | -2 | -2 | -2 | -2 | -2 | -2 | -2 | -2 | -2 | -2 | -2 | -2 | -2 | -2 | -2 | -1 | -1 | -2 | -2 | -1 | -2 | -1 | 1 | 1 | 0 | 0 | 0 | -2 | -2 | -2 | 0 | 0 | -2 | 1 | 1 | -2 | 1 | -2 | 1 | 1 | 1 | 1 | 1 | 1 | 2 | -2 | 1 | 1 | 1 | 1 | 1 | -2 | 1 | 1 | 1 | 1 | 1 | -2 | 1 | -2 | -2 | -2 | 0 | -2 | -2 | 1 | -1 | -2 | -2 |  | 1
Espen | EVC/D360/S### | EVC/D360/S### | EPRI | DC | 360 | 2024-07-01 | 2024-07-01 | Network Capable | NA | Single Port | Power Cabinet. 1x CCS1 connector or 1x CHAdeMO connector. Vetted dispensers are DDWU362T0TE2PN- RW DDWU362T0TE2N7-RW, DDWU362V00E2N7-RW DDWU362U0UE2PN-RW, DDWU362U0UE2N7-RW, DDWU362K0TE2PN-RW, DDWU362K0TE2N7-RW, DDWU362K0UE2PN-RW, DDWU362K0UE2N7-RW, DDWU362G00E2PN-RW, DDWU362G00E2N7-RW, DDWU362K00E2PN-RW, DDWU362K00E2N7-RW, DDWU362U00E2PN-RW, DDWU362U00E2N7-RW, DDWU362T00E2PN-RW, DDWU362T00E2N7-RW, DDWU362V0UE2PN-RW, DDWU362V0UE2N7-RW, DDWU362V0KE2PN-RW, DDWU362V0KE2N7-RW, DDWU362V0TE2PN-RW, DDWU362V0TE2N7-RW, DDWU362V00E2PN-RW. | -2 | 2 | -2 | -2 | -2 | -2 | 1 | 1 | 0 | 0 | -2 | -2 | -2 | 1 | -2 | 2 | -2 | 2 | -1 | -1 | 1 | -2 | 1 | 1 | 1 | 1 | 1 | 0 | 0 | 0 | 0 | 1 | 1 | -1 | -1 | -1 | 1 | 1 | 1 | 1 | -1 | -1 | -2 | 1 | -2 | -2 | -2 | -2 | -2 | -2 | -2 | -2 | -2 | -2 | -2 | -2 | -2 | -2 | -2 | -2 | -2 | -1 | -1 | -2 | -2 | -1 | -2 | -1 | 1 | 1 | 0 | 0 | 0 | -2 | -2 | -2 | 0 | 0 | -2 | 1 | 1 | -2 | 1 | -2 | 1 | -1 | 1 | 1 | 1 | 1 | 2 | -2 | 1 | 1 | 1 | 1 | 1 | -2 | 1 | 1 | 1 | 1 | 1 | -2 | 1 | -2 | -2 | -2 | 0 | -2 | -2 | 1 | -1 | -2 | -2 |  | -2
Espen |  |  | EPRI | NETWORK | NA | 2025-01-23 | 2025-01-23 | Network Software | Espen |  |  | -2 | -2 | -2 | -2 | -2 | -2 | -2 | -2 | -2 | -2 | -2 | -2 | -2 | -2 | -2 | -2 | -2 | -2 | -2 | -2 | -2 | -2 | -2 | -2 | -2 | -2 | -2 | -2 | -2 | -2 | -2 | -2 | -2 | -2 | -2 | -2 | -2 | -2 | -2 | -2 | -2 | -2 | -2 | -2 | 1 | -1 | -1 | 1 | -2 | 1 | -1 | 1 | 1 | -1 | -1 | -1 | 1 | -1 | -1 | 1 | -2 | -2 | 1 | 1 | 1 | 1 | 1 | 1 | -2 | -1 | -2 | 1 | 1 | 1 | 1 | 1 | 1 | 1 | -2 | -2 | -2 | -2 | -2 | -2 | -2 | -2 | -2 | 0 | 1 | -1 | 2 | -2 | 1 | -2 | -2 | 1 | 1 | 1 | -2 | 1 | 1 | 1 | 1 | 1 | 1 | 1 | 1 | 1 | 1 | -2 | -2 | -2 | -1 | -1 | -1 |  | -2
EV Connect |  |  | EPRI/Evergy | NETWORK | NA | 2025-06-17 | 2020-12-18 | Network Software | EVConnect |  |  | -2 | -2 | -2 | -2 | -2 | -2 | -2 | -2 | -2 | -2 | -2 | -2 | -2 | -2 | -2 | -2 | -2 | -2 | -2 | -2 | -2 | -2 | -2 | -2 | -2 | -2 | -2 | -2 | -2 | -2 | -2 | -2 | -2 | -2 | -2 | -2 | -2 | -2 | -2 | -2 | -2 | -2 | -2 | -2 | 1 | -1 | -1 | 1 | -2 | 1 | 1 | 1 | 1 | 1 | 1 | 1 | 1 | 1 | 2 | 1 | -2 | -2 | 1 | 1 | 1 | 1 | 1 | 1 | -2 | 1 | -2 | 0 | 0 | 0 | 0 | 0 | 0 | 0 | -2 | -2 | -2 | -2 | -2 | -2 | -2 | -2 | -2 | 1 | 1 | 1 | -2 | -2 | 1 | -2 | -2 | 1 | 1 | 1 | -2 | 1 | 1 | 1 | 1 | 1 | 1 | 1 | 1 | 1 | 1 | -2 | -2 | 1 | 1 | 1 | -1 |  | 1
EV Plus |  |  | EPRI | NETWORK |  | 2025-04-08 | 2025-04-08 | Network Software | EV+ Charging |  |  | -2 | -2 | -2 | -2 | -2 | -2 | -2 | -2 | -2 | -2 | -2 | -2 | -2 | -2 | -2 | -2 | -2 | -2 | -2 | -2 | -2 | -2 | -2 | -2 | -2 | -2 | -2 | -2 | -2 | -2 | -2 | -2 | -2 | -2 | -2 | -2 | -2 | -2 | -2 | -2 | -2 | -2 | -2 | -2 | 1 | 1 | 1 | 1 | -1 | 1 | 1 | -1 | 1 | 1 | -1 | -1 | 1 | 1 | 2 | -1 | -2 | -2 | 1 | 1 | 1 | 1 | 1 | 1 | -2 | 1 | -2 | 1 | 1 | 1 | 1 | 1 | 1 | 1 | -2 | -2 | -2 | -2 | -2 | -2 | -2 | -2 | 1 | 1 | 1 | 1 | -2 | -2 | -1 | -2 | -2 | 1 | 1 | 1 | -2 | 1 | 1 | 1 | 1 | 1 | 1 | 1 | 1 | 1 | 1 | -2 | -2 | -2 | -1 | -1 | -1 |  | -2
EVBar | Atlas D160-US | Atlas D160-US | EPRI | DC | 160 | 2024-12-11 | 2024-12-11 | Network Capable |  | Dual port. | Dual port. 160kW DCFC | -2 | 2 | -2 | -2 | -2 | -2 | 1 | -1 | -1 | -1 | -2 | -2 | -2 | 1 | -2 | 2 | -2 | -1 | -1 | -1 | 1 | -2 | -1 | 1 | 1 | 1 | 1 | 1 | 1 | 1 | -1 | 1 | 1 | -1 | -1 | -1 | 1 | 1 | 1 | -1 | -1 | -1 | -1 | -1 | -2 | -2 | -2 | -2 | -2 | -2 | -2 | -2 | -2 | -2 | -2 | -2 | -2 | -2 | -2 | -2 | -2 | 1 | -2 | -2 | -2 | 1 | -2 | -2 | -2 | -1 | 1 | 1 | 1 | -2 | -2 | -2 | -1 | -2 | -2 | -1 | -1 | -2 | 1 | -2 | 1 | 1 | 1 | 1 | 1 | 1 | 2 | -2 | -1 | -1 | -1 | 1 | -1 | -2 | 1 | 1 | 1 | 1 | 1 | -2 | 1 | -2 | -2 | -2 | 1 | -2 | -2 | -1 | -1 | -2 | -2 |  | -2
EVBolt | Asterope 36 | Asterope 36 | SCE | DC | 360 | 2024-07-01 | 2024-07-01 | Network Capable | NA | Single Port | Power Cabinet. 1x CCS1 connector or 1x CHAdeMO connector. Vetted dispensers are DDWU362T0TE2PN- RW DDWU362T0TE2N7-RW, DDWU362V00E2N7-RW DDWU362U0UE2PN-RW, DDWU362U0UE2N7-RW, DDWU362K0TE2PN-RW, DDWU362K0TE2N7-RW, DDWU362K0UE2PN-RW, DDWU362K0UE2N7-RW, DDWU362G00E2PN-RW, DDWU362G00E2N7-RW, DDWU362K00E2PN-RW, DDWU362K00E2N7-RW, DDWU362U00E2PN-RW, DDWU362U00E2N7-RW, DDWU362T00E2PN-RW, DDWU362T00E2N7-RW, DDWU362V0UE2PN-RW, DDWU362V0UE2N7-RW, DDWU362V0KE2PN-RW, DDWU362V0KE2N7-RW, DDWU362V0TE2PN-RW, DDWU362V0TE2N7-RW, DDWU362V00E2PN-RW. | -2 | 2 | -2 | -2 | -2 | -2 | 1 | 1 | 0 | 0 | -2 | -2 | -2 | 1 | -2 | 0 | 0 | 0 | -1 | -1 | 1 | -2 | 0 | 1 | 1 | 1 | 1 | 0 | 0 | 0 | 0 | 1 | 0 | -1 | -1 | -1 | 1 | 1 | 1 | 0 | -1 | -1 | -2 | 0 | -2 | -2 | -2 | -2 | -2 | -2 | -2 | -2 | -2 | -2 | -2 | -2 | -2 | -2 | -2 | -2 | -2 | 0 | 0 | -2 | -2 | 0 | -2 | 0 | -1 | 1 | 0 | 0 | 0 | -2 | -2 | -2 | 0 | 0 | -2 | 0 | -2 | -2 | 0 | -2 | 0 | 0 | 0 | 0 | 0 | 0 | 2 | -2 | 0 | 0 | 0 | 0 | 0 | -2 | 0 | 0 | 0 | 0 | 0 | -2 | 0 | -2 | -2 | -2 | 0 | -2 | -2 | -1 | 1 | -2 | -2 |  | -2
EVBolt | Classic 11 | Classic 11 | SCE | AC | 11 | 2024-07-01 | 2024-07-01 | Network Capable | NA | Single Port | Single Port, Standalone network capability | 2 | -2 | -2 | 1 | 0 | 0 | -2 | -2 | -2 | -2 | -2 | -2 | 1 | -2 | -2 | 0 | 0 | 0 | -1 | -1 | 1 | 0 | -2 | 1 | 1 | 1 | 1 | 0 | 0 | 0 | 0 | 0 | 0 | -1 | -1 | -1 | 1 | 1 | 1 | 0 | -1 | -1 | -2 | 0 | -2 | -2 | -2 | -2 | -2 | -2 | -2 | -2 | -2 | -2 | -2 | -2 | -2 | -2 | -2 | -2 | 0 | -2 | 0 | -2 | -2 | 0 | -2 | 0 | 1 | 1 | 0 | 0 | 0 | -2 | -2 | -2 | 0 | 0 | -1 | 0 | -2 | 0 | -2 | 0 | -2 | -2 | 0 | 0 | 0 | 0 | 2 | 0 | 0 | 0 | 0 | 0 | 0 | -2 | 0 | 0 | 0 | 0 | 0 | -2 | 0 | -2 | -2 | -2 | 0 | -1 | 1 | -1 | 1 | -2 | -2 |  | -2
EVBolt | EVB-AC-PAW | Classic 7 | SCE | AC | 7.7 | 2024-07-01 | 2024-07-01 | Network Capable | NA | Single Port | Single Port, Standalone network capability | 2 | -2 | -2 | 1 | 0 | 0 | -2 | -2 | -2 | -2 | -2 | -2 | 1 | -2 | -2 | 0 | 0 | 0 | -1 | -1 | 1 | 0 | -2 | 1 | 1 | 1 | 1 | 0 | 0 | 0 | 0 | 0 | 0 | -1 | -1 | -1 | 1 | 1 | 1 | 0 | -1 | -1 | -2 | 0 | -2 | -2 | -2 | -2 | -2 | -2 | -2 | -2 | -2 | -2 | -2 | -2 | -2 | -2 | -2 | -2 | 0 | -2 | 0 | -2 | -2 | 0 | -2 | 0 | 1 | -1 | 0 | 0 | 0 | -2 | -2 | -2 | 0 | 0 | -1 | 0 | -2 | 0 | -2 | 0 | -2 | -2 | 0 | 0 | 0 | 0 | 2 | 0 | 0 | 0 | 0 | 0 | 0 | -2 | 0 | 0 | 0 | 0 | 0 | -2 | 0 | -2 | -2 | -2 | 0 | 1 | 1 | -1 | 1 | -2 | -2 |  | -2
EVBolt | EVB-AC-PAX11 | Prestige II | EPRI | AC | 11 | 2024-07-01 | 2024-07-01 | Network Capable | NA | Single Port | Single Port, Standalone network capability | 2 | -2 | -2 | 1 | 0 | 1 | -2 | -2 | -2 | -2 | -2 | -2 | 1 | -2 | -2 | -1 | -1 | -1 | -1 | -1 | 1 | 1 | -2 | 1 | 1 | 1 | 1 | 0 | 0 | 0 | 0 | 0 | 1 | -1 | -1 | -1 | 1 | 1 | 1 | 1 | -1 | -1 | -2 | 1 | -2 | -2 | -2 | -2 | -2 | -2 | -2 | -2 | -2 | -2 | -2 | -2 | -2 | -2 | -2 | -2 | -1 | -2 | -1 | -2 | -2 | -1 | -2 | -1 | 1 | 1 | 0 | 0 | 0 | -2 | -2 | -2 | 0 | 0 | -1 | 1 | 1 | 1 | -2 | 1 | -2 | -2 | -1 | -1 | -1 | -1 | 2 | 2 | 1 | 1 | 1 | 1 | 1 | -2 | 1 | 1 | 1 | 1 | 1 | -2 | 1 | -2 | -2 | -2 | 0 | -1 | 1 | -1 | 1 | -2 | -2 |  | -2
EVBolt | EVB-AC-PAX19 | Prestige 19 | EPRI | AC | 19.1 | 2024-07-01 | 2024-07-01 | Network Capable | NA | Single Port | Single Port, Standalone network capability | 2 | -2 | -2 | 1 | 0 | 1 | -2 | -2 | -2 | -2 | -2 | -2 | 1 | -2 | -2 | 2 | 0 | 2 | -1 | -1 | 1 | 1 | -2 | 1 | 1 | 1 | 1 | 0 | 0 | 0 | 0 | 0 | 1 | -1 | -1 | -1 | 1 | 1 | 1 | 1 | -1 | -1 | -2 | 1 | -2 | -2 | -2 | -2 | -2 | -2 | -2 | -2 | -2 | -2 | -2 | -2 | -2 | -2 | -2 | -2 | -1 | -2 | -1 | -2 | -2 | -1 | -2 | -1 | 1 | -1 | 0 | 0 | 0 | -2 | -2 | -2 | 0 | 0 | -1 | 1 | 1 | 1 | -2 | 1 | -2 | -2 | -1 | -1 | -1 | -1 | 2 | 2 | 1 | 1 | 1 | 1 | 1 | -2 | 1 | 1 | 1 | 1 | 1 | -2 | 1 | -2 | -2 | -2 | 0 | -1 | 1 | -1 | 1 | -2 | -2 |  | -2
EVBolt | EVB-DC-PS120 | Asterope 12 | SCE | DC | 120 | 2024-07-01 | 2024-07-01 | Network Capable | NA | Dual Port | 1x CCS1 connector and 1x CHAdeMO connector or 2x CCS1 connectors. | -2 | 2 | -2 | -2 | -2 | -2 | 1 | 1 | 0 | 0 | -2 | -2 | -2 | 1 | -2 | 0 | 0 | 0 | -1 | -1 | 1 | -2 | 0 | 1 | 1 | 1 | 1 | 0 | 0 | 0 | 0 | 1 | 0 | -1 | -1 | -1 | 1 | 1 | 1 | 0 | -1 | -1 | -2 | 0 | -2 | -2 | -2 | -2 | -2 | -2 | -2 | -2 | -2 | -2 | -2 | -2 | -2 | -2 | -2 | -2 | -2 | 0 | 0 | -2 | -2 | 0 | -2 | 0 | -1 | 1 | 0 | 0 | 0 | -2 | -2 | -2 | 0 | 0 | -2 | 0 | -2 | -2 | 0 | -2 | 0 | 0 | 0 | 0 | 0 | 0 | 2 | -2 | 0 | 0 | 0 | 0 | 0 | -2 | 0 | 0 | 0 | 0 | 0 | -2 | 0 | -2 | -2 | -2 | 0 | -2 | -2 | -1 | 1 | -2 | -2 |  | -2
EVBolt | EVB-DC-PS180 | Asterope 18 | SCE | DC | 180 | 2024-07-01 | 2024-07-01 | Network Capable | NA | 1x CCS1 connector 1x CHAdeMO connector | 1x CCS1 connector 1x CHAdeMO connector | -2 | 2 | -2 | -2 | -2 | -2 | 1 | 1 | 0 | 0 | -2 | -2 | -2 | 1 | -2 | 0 | 0 | 0 | -1 | -1 | 1 | -2 | 0 | 1 | 1 | 1 | 1 | 0 | 0 | 0 | 0 | 1 | 0 | -1 | -1 | -1 | 1 | 1 | 1 | 0 | -1 | -1 | -2 | 0 | -2 | -2 | -2 | -2 | -2 | -2 | -2 | -2 | -2 | -2 | -2 | -2 | -2 | -2 | -2 | -2 | -2 | 0 | 0 | -2 | -2 | 0 | -2 | 0 | -1 | 1 | 0 | 0 | 0 | -2 | -2 | -2 | 0 | 0 | -2 | 0 | -2 | -2 | 0 | -2 | 0 | 0 | 0 | 0 | 0 | 0 | 2 | -2 | 0 | 0 | 0 | 0 | 0 | -2 | 0 | 0 | 0 | 0 | 0 | -2 | 0 | -2 | -2 | -2 | 0 | -2 | -2 | -1 | 1 | -2 | -2 |  | -2
EVBolt | EVB-DC-PS30 | Asterope 3 | SCE | DC | 30 | 2024-07-01 | 2024-07-01 | Network Capable | NA | 1x CCS1 connector 1x CHAdeMO connector | 1x CCS1 connector 1x CHAdeMO connector | -2 | 2 | -2 | -2 | -2 | -2 | 1 | 1 | 0 | 0 | -2 | -2 | -2 | 1 | -2 | 0 | 0 | 0 | -1 | -1 | 1 | -2 | 0 | 1 | 1 | 1 | 1 | 0 | 0 | 0 | 0 | 1 | 0 | -1 | -1 | -1 | 1 | 1 | 1 | 0 | -1 | -1 | -2 | 0 | -2 | -2 | -2 | -2 | -2 | -2 | -2 | -2 | -2 | -2 | -2 | -2 | -2 | -2 | -2 | -2 | -2 | 0 | 0 | -2 | -2 | 0 | -2 | 0 | -1 | 1 | 0 | 0 | 0 | -2 | -2 | -2 | 0 | 0 | -2 | 0 | -2 | -2 | 0 | -2 | 0 | 0 | 0 | 0 | 0 | 0 | 2 | -2 | 0 | 0 | 0 | 0 | 0 | -2 | 0 | 0 | 0 | 0 | 0 | -2 | 0 | -2 | -2 | -2 | 0 | -2 | -2 | -1 | 1 | -2 | -2 |  | -2
EVBolt | EVB-DC-PS60 | Asterope 6 | SCE | DC | 60 | 2024-07-01 | 2024-07-01 | Network Capable | NA | 1x CCS1 connector 1x CHAdeMO connector | 1x CCS1 connector 1x CHAdeMO connector | -2 | 2 | -2 | -2 | -2 | -2 | 1 | 1 | 0 | 0 | -2 | -2 | -2 | 1 | -2 | 0 | 0 | 0 | -1 | -1 | 1 | -2 | 0 | 1 | 1 | 1 | 1 | 0 | 0 | 0 | 0 | 1 | 0 | -1 | -1 | -1 | 1 | 1 | 1 | 0 | -1 | -1 | -2 | 0 | -2 | -2 | -2 | -2 | -2 | -2 | -2 | -2 | -2 | -2 | -2 | -2 | -2 | -2 | -2 | -2 | -2 | 0 | 0 | -2 | -2 | 0 | -2 | 0 | -1 | 1 | 0 | 0 | 0 | -2 | -2 | -2 | 0 | 0 | -2 | 0 | -2 | -2 | 0 | -2 | 0 | 0 | 0 | 0 | 0 | 0 | 2 | -2 | 0 | 0 | 0 | 0 | 0 | -2 | 0 | 0 | 0 | 0 | 0 | -2 | 0 | -2 | -2 | -2 | 0 | -2 | -2 | -1 | 1 | -2 | -2 |  | -2
EVBolt | EVB-DC-PS90 | Asterope 9 | SCE | DC | 90 | 2024-07-01 | 2024-07-01 | Network Capable | NA | 1x CCS1 connector 1x CHAdeMO connector | 1x CCS1 connector 1x CHAdeMO connector | -2 | 2 | -2 | -2 | -2 | -2 | 1 | 1 | 0 | 0 | -2 | -2 | -2 | 1 | -2 | 0 | 0 | 0 | -1 | -1 | 1 | -2 | 0 | 1 | 1 | 1 | 1 | 0 | 0 | 0 | 0 | 1 | 0 | -1 | -1 | -1 | 1 | 1 | 1 | 0 | -1 | -1 | -2 | 0 | -2 | -2 | -2 | -2 | -2 | -2 | -2 | -2 | -2 | -2 | -2 | -2 | -2 | -2 | -2 | -2 | -2 | 0 | 0 | -2 | -2 | 0 | -2 | 0 | -1 | 1 | 0 | 0 | 0 | -2 | -2 | -2 | 0 | 0 | -2 | 0 | -2 | -2 | 0 | -2 | 0 | 0 | 0 | 0 | 0 | 0 | 2 | -2 | 0 | 0 | 0 | 0 | 0 | -2 | 0 | 0 | 0 | 0 | 0 | -2 | 0 | -2 | -2 | -2 | 0 | -2 | -2 | -1 | 1 | -2 | -2 |  | -2
EVBox | Iqon IQ2303-###### | Iqon | SCE/PGE | AC | 7.2 | 2020-12-18 | 2020-12-18 | Network Capable | NA | Dual Port | Dual Port , Standalone network capability | 2 | -2 | -2 | 1 | -1 | -1 | -2 | -2 | -2 | -2 | -2 | -2 | 1 | -2 | -2 | 2 | 2 | 2 | -1 | -1 | 1 | 1 | -2 | 1 | 1 | 1 | 1 | 0 | 0 | 0 | 0 | 1 | 1 | -1 | -1 | -1 | 1 | 1 | 1 | -1 | -1 | -1 | -2 | -1 | -2 | -2 | -2 | -2 | -2 | -2 | -2 | -2 | -2 | -2 | -2 | -2 | -2 | -2 | -2 | -2 | -1 | -2 | -1 | -2 | -2 | -1 | -2 | -1 | 1 | -1 | -1 | -1 | -1 | -2 | -2 | -2 | -1 | -1 | 1 | -1 | -1 | 1 | -2 | 1 | -2 | -2 | -1 | -1 | 1 | 1 | 2 | 2 | -1 | 1 | -1 | 1 | -1 | -2 | 1 | 1 | 1 | 1 | 1 | -2 | 1 | -2 | -2 | -2 | -1 | 1 | 1 | 1 | -1 | -2 | -2 |  | 1
EVBox | Troniq Modular | Troniq Modular | EPRI | DC | 240 | 2024-07-01 | 2024-07-01 | Network Capable |  | Dual Port | 2 Ports | -2 | 2 | -2 | -2 | -2 | -2 | 1 | -1 | -1 | -1 | -2 | -2 | -2 | -1 | -2 | 2 | -2 | 2 | -1 | -1 | -1 | -2 | 1 | 1 | 0 | 0 | 0 | 0 | 0 | 0 | 0 | 0 | 1 | -1 | -1 | -1 | 1 | 1 | -1 | -1 | -1 | -1 | -2 | -1 | -2 | -2 | -2 | -2 | -2 | -2 | -2 | -2 | -2 | -2 | -2 | -2 | -2 | -2 | -2 | -2 | -2 | 1 | -1 | -2 | -2 | 1 | -2 | -1 | 1 | 1 | 1 | -1 | -1 | -2 | -2 | -2 | -1 | -1 | -2 | 1 | 1 | -2 | 1 | -2 | 1 | 1 | -1 | -1 | 1 | 1 | 2 | -2 | -1 | 1 | 1 | 1 | 1 | -2 | 1 | 1 | 1 | 1 | 1 | -2 | 1 | -2 | -2 | -2 | -1 | -2 | -2 | 1 | -1 | -2 | -2 |  | -2
EVCHRON | iM2C-19.2KA | iM2C-19.2KA | EPRI | AC | 19.2 | 2024-09-19 | 2024-09-19 | Fully Networked | EVCHRON |  |  | 2 | -2 | -2 | 1 | -1 | -1 | -2 | -2 | -2 | -2 | -2 | -2 | -1 | -2 | -2 | 2 | 0 | 2 | -1 | -1 | 1 | 1 | -2 | 1 | 1 | 1 | 1 | 1 | 1 | 1 | 1 | 1 | 1 | -1 | -1 | -1 | 1 | 1 | 1 | -1 | -1 | -1 | -2 | -1 | 1 | -1 | -1 | 1 | -1 | 1 | -1 | -1 | -1 | -1 | -1 | -1 | -1 | 1 | -1 | 1 | -1 | -2 | -1 | -1 | -1 | -1 | -1 | -1 | -1 | -1 | -1 | -1 | -1 | -1 | -1 | -1 | -1 | -1 | -1 | -1 | -1 | -1 | -2 | -1 | -2 | -2 | 1 | 1 | -1 | -1 | 2 | 2 | -1 | -1 | -1 | -1 | -1 | -1 | -1 | -1 | -1 | 1 | -1 | -1 | -1 | 1 | 1 | -1 | -1 | -1 | 1 | -1 | -1 | -2 | -2 |  | -2
EVCHRON | iM3C-09K6A | iM3C-09K6A | EPRI | AC | 9.6 | 2024-09-19 | 2024-09-19 | Fully Networked | EVCHRON |  |  | 2 | -2 | -2 | 1 | -1 | -1 | -2 | -2 | -2 | -2 | -2 | -2 | -1 | -2 | -2 | 2 | 0 | 2 | 2 | -1 | 1 | 1 | -2 | 1 | 1 | 1 | 1 | 1 | 1 | 1 | 1 | 1 | 1 | -1 | -1 | -1 | 1 | 1 | 1 | -1 | -1 | -1 | -2 | -1 | 1 | -1 | -1 | 1 | -1 | 1 | -1 | -1 | -1 | -1 | -1 | -1 | -1 | 1 | -1 | 1 | -1 | -2 | -1 | -1 | -1 | -1 | -1 | -1 | -1 | -1 | -1 | -1 | -1 | -1 | -1 | -1 | -1 | -1 | -1 | -1 | -1 | -1 | -2 | -1 | -2 | -2 | 1 | 1 | -1 | -1 | 2 | 2 | -1 | -1 | -1 | -1 | -1 | -1 | -1 | -1 | -1 | 1 | -1 | -1 | -1 | 1 | 1 | -1 | -1 | 1 | 1 | -1 | -1 | -2 | -2 |  | -2
EVCHRON | iM3C-11K5A | iM3C-11K5A | EPRI | AC | 11.5 | 2024-09-19 | 2024-09-19 | Fully Networked | EVCHRON |  |  | 2 | -2 | -2 | 1 | -1 | -1 | -2 | -2 | -2 | -2 | -2 | -2 | -1 | -2 | -2 | 2 | 0 | 2 | 2 | -1 | 1 | 1 | -2 | 1 | 1 | 1 | 1 | 1 | 1 | 1 | 1 | 1 | 1 | -1 | -1 | -1 | 1 | 1 | 1 | -1 | -1 | -1 | -2 | -1 | 1 | -1 | -1 | 1 | -1 | 1 | -1 | -1 | -1 | -1 | -1 | -1 | -1 | 1 | -1 | 1 | -1 | -2 | -1 | -1 | -1 | -1 | -1 | -1 | -1 | -1 | -1 | -1 | -1 | -1 | -1 | -1 | -1 | -1 | -1 | -1 | -1 | -1 | -2 | -1 | -2 | -2 | 1 | 1 | -1 | -1 | 2 | 2 | -1 | -1 | -1 | -1 | -1 | -1 | -1 | -1 | -1 | 1 | -1 | -1 | -1 | 1 | 1 | -1 | -1 | -1 | 1 | -1 | -1 | -2 | -2 |  | -2
EVCHRON | iM3C-15K6A | iM3C-15K6A | EPRI | AC | 15.6 | 2024-09-19 | 2024-09-19 | Fully Networked | EVCHRON |  |  | 2 | -2 | -2 | 1 | -1 | -1 | -2 | -2 | -2 | -2 | -2 | -2 | -1 | -2 | -2 | 2 | 0 | 2 | -1 | -1 | 1 | 1 | -2 | 1 | 1 | 1 | 1 | 1 | 1 | 1 | 1 | 1 | 1 | -1 | -1 | -1 | 1 | 1 | 1 | -1 | -1 | -1 | -2 | -1 | 1 | -1 | -1 | 1 | -1 | 1 | -1 | -1 | -1 | -1 | -1 | -1 | -1 | 1 | -1 | 1 | -1 | -2 | -1 | -1 | -1 | -1 | -1 | -1 | -1 | -1 | -1 | -1 | -1 | -1 | -1 | -1 | -1 | -1 | -1 | -1 | -1 | -1 | -2 | -1 | -2 | -2 | 1 | 1 | -1 | -1 | 2 | 2 | -1 | -1 | -1 | -1 | -1 | -1 | -1 | -1 | -1 | 1 | -1 | -1 | -1 | 1 | 1 | -1 | -1 | -1 | 1 | -1 | -1 | -2 | -2 |  | -2
EVCHRON |  |  | EPRI | NETWORK | NA | 2024-09-19 | 2024-09-19 | Network Software |  |  |  | -2 | -2 | -2 | -2 | -2 | -2 | -2 | -2 | -2 | -2 | -2 | -2 | -2 | -2 | -2 | -2 | -2 | -2 | -2 | -2 | -2 | -2 | -2 | -2 | -2 | -2 | -2 | -2 | -2 | -2 | -2 | -2 | -2 | -2 | -2 | -2 | -2 | -2 | -2 | -2 | -2 | -2 | -2 | -2 | 1 | -1 | -1 | 1 | -2 | 1 | -1 | -1 | -1 | -1 | -1 | -1 | -1 | 1 | -1 | 1 | -2 | -2 | -1 | -1 | -1 | -1 | -1 | -1 | -2 | -1 | -2 | -1 | -1 | -1 | -1 | -1 | -1 | -1 | -2 | -2 | -2 | -2 | -2 | -2 | -2 | -2 | -2 | -2 | -1 | -1 | -2 | -2 | -1 | -2 | -2 | -1 | -1 | -1 | -2 | -1 | -1 | 1 | -1 | -1 | -1 | 1 | 1 | -1 | -1 | -2 | -2 | -2 | -1 | 1 | -1 |  | -2
EverCharge | E800-1017-01 | DCFC 240kW Power Cabinet | EPRI | DC | 240 | 2025-06-06 | 2025-06-06 | Network Capable | NA |  | OCA Full and Security certificates under software version 1.2009.0 (alternate company name on OCA cert - Wanbang Digital Energy Co., Ltd.) | -2 | 2 | -2 | -2 | -2 | -2 | 1 | -1 | -1 | -1 | -2 | -2 | -2 | 1 | -2 | 2 | -2 | 2 | -1 | -1 | 1 | -2 | 1 | 1 | 1 | 1 | 1 | 0 | 0 | 0 | 0 | 1 | 1 | -1 | 2 | 2 | 1 | 1 | 1 | -1 | -1 | -1 | -2 | -1 | -2 | -2 | -2 | -2 | -2 | -2 | -2 | -2 | -2 | -2 | -2 | -2 | -2 | -2 | -2 | -2 | -2 | 1 | -1 | -2 | -2 | 1 | -2 | -1 | -1 | 1 | 1 | 0 | 0 | -2 | -2 | -2 | 0 | 0 | -2 | -1 | -1 | -2 | 1 | -2 | -1 | 1 | -1 | 1 | 1 | 1 | 2 | -2 | 1 | 1 | -1 | 1 | -1 | -1 | 1 | 1 | 1 | 1 | 1 | -2 | 1 | -2 | -2 | -2 | 0 | -2 | -2 | 1 | 1 | -2 | -2 |  | -2
EverCharge | E800-1029-01 | DCFC 240kW Power Dispenser, w/Dual 200A CCS1 | EPRI | DC | 240 | 2025-06-06 | 2025-06-06 | Network Capable | NA |  | OCA Full and Security certificates under software version 1.2009.0 (alternate company name on OCA cert - Wanbang Digital Energy Co., Ltd.) | -2 | 2 | -2 | -2 | -2 | -2 | 1 | -1 | -1 | -1 | -2 | -2 | -2 | 1 | -2 | 2 | -2 | 2 | -1 | -1 | 1 | -2 | 1 | 1 | 1 | 1 | 1 | 0 | 0 | 0 | 0 | 1 | 1 | -1 | 2 | 2 | 1 | 1 | 1 | -1 | -1 | -1 | -2 | -1 | -2 | -2 | -2 | -2 | -2 | -2 | -2 | -2 | -2 | -2 | -2 | -2 | -2 | -2 | -2 | -2 | -2 | 1 | -1 | -2 | -2 | 1 | -2 | -1 | -1 | 1 | 1 | 0 | 0 | -2 | -2 | -2 | 0 | 0 | -2 | -1 | -1 | -2 | 1 | -2 | -1 | 1 | -1 | 1 | 1 | 1 | 2 | -2 | 1 | 1 | -1 | 1 | -1 | -1 | 1 | 1 | 1 | 1 | 1 | -2 | 1 | -2 | -2 | -2 | 0 | -2 | -2 | 1 | 1 | -2 | -2 |  | -2
EverCharge | E800-1036-01 | DCFC 30kW w/CCS1 Connector, Wall Mounted | EPRI | DC | 30 | 2025-06-06 | 2025-06-06 | Network Capable | NA |  |  | -2 | 2 | -2 | -2 | -2 | -2 | 1 | -1 | -1 | -1 | -2 | -2 | -2 | -1 | -2 | 2 | -2 | 2 | -1 | -1 | 1 | -2 | 1 | -1 | 1 | 1 | 1 | 0 | 0 | 0 | 0 | 1 | 1 | -1 | -1 | -1 | 1 | 1 | -1 | -1 | -1 | -1 | -2 | -1 | -2 | -2 | -2 | -2 | -2 | -2 | -2 | -2 | -2 | -2 | -2 | -2 | -2 | -2 | -2 | -2 | -2 | 1 | -1 | -2 | -2 | 1 | -2 | -1 | 1 | 1 | 1 | 0 | 0 | -2 | -2 | -2 | 0 | 0 | -2 | -1 | -1 | -2 | 1 | -2 | -1 | 1 | -1 | 1 | 1 | 1 | 2 | -2 | 1 | 1 | -1 | 1 | -1 | -1 | 1 | 1 | 1 | 1 | 1 | -2 | 1 | -2 | -2 | -2 | 0 | -2 | -2 | 1 | 1 | -2 | -2 |  | -2
EverCharge | E800-1040-01 | DCFC 180kW All-in-One, w Dual CCS1 | EPRI | DC | 180 | 2025-06-06 | 2025-06-06 | Network Capable | N/A |  |  | -2 | 2 | -2 | -2 | -2 | -2 | 1 | -1 | -1 | -1 | -2 | -2 | -2 | 1 | -2 | 2 | -2 | -1 | -1 | -1 | 1 | -2 | 1 | 1 | -1 | -1 | -1 | -1 | -1 | -1 | -1 | -1 | 1 | 2 | 2 | 2 | 1 | 1 | 1 | -1 | -1 | -1 | -2 | -1 | -2 | -2 | -2 | -2 | -2 | -2 | -2 | -2 | -2 | -2 | -2 | -2 | -2 | -2 | -2 | -2 | -2 | 1 | -1 | -2 | -2 | 1 | -2 | -1 | -1 | 1 | -1 | -1 | -1 | -2 | -2 | -2 | -1 | -1 | -2 | -1 | -1 | -2 | 1 | -2 | -1 | 1 | 1 | -1 | -1 | -1 | 2 | -2 | 1 | 1 | -1 | 1 | -1 | -1 | 1 | 1 | 1 | 1 | 1 | -2 | 1 | -2 | -2 | -2 | -1 | -2 | -2 | 1 | 1 | -2 | -2 |  | -2
EverCharge | E800-1042-01 | DCFC 320kW All-in-One, w/ Dual CCS1 | EPRI | DC | 320 | 2025-06-06 | 2025-06-06 | Network Capable |  | Dual port. | Dual port. | -2 | 2 | -2 | -2 | -2 | -2 | 1 | -1 | 1 | -1 | -2 | -2 | -2 | 1 | -2 | 2 | -2 | 2 | -1 | -1 | 1 | -2 | 1 | 1 | 1 | 1 | 1 | 1 | 1 | 1 | 1 | 1 | 1 | -1 | -1 | -1 | 1 | 1 | 1 | 1 | -1 | -1 | -2 | 1 | -2 | -2 | -2 | -2 | -2 | -2 | -2 | -2 | -2 | -2 | -2 | -2 | -2 | -2 | -2 | -2 | -2 | 1 | -2 | -2 | -2 | 1 | -2 | -2 | -2 | 1 | 1 | 1 | 1 | -2 | -2 | -2 | 1 | -2 | -2 | -1 | -1 | -2 | 1 | -2 | 1 | 1 | 1 | 1 | 1 | 1 | 2 | -2 | 1 | 1 | -1 | 1 | -1 | -2 | 1 | 1 | 1 | 1 | 1 | -2 | 1 | -2 | -2 | -2 | -1 | -2 | -2 | 1 | 1 | -2 | -2 |  | -2
EverCharge | EV002-48,E800-1000 | EV02 | EPRI | AC | 11.52 | 2023-04-11 | 2023-04-11 | Fully Networked | EverCharge Network | Single Port | Single Port, Standalone network capability | 2 | -2 | -2 | 1 | -1 | 1 | -2 | -2 | -2 | -2 | -2 | -2 | 1 | -2 | -2 | 2 | 0 | 2 | -1 | -1 | 1 | 1 | -2 | 1 | 1 | 1 | 1 | 1 | 1 | -1 | 1 | 1 | 1 | -1 | -1 | -1 | 1 | 1 | 1 | 1 | -1 | -1 | -2 | 1 | 1 | -1 | -1 | -1 | -1 | 1 | 1 | -1 | 1 | 1 | -1 | -1 | 1 | 1 | -1 | 1 | 1 | -2 | 1 | 1 | 1 | -1 | 1 | 1 | 1 | 1 | 1 | -1 | 1 | 1 | 1 | 1 | -1 | 1 | -1 | 1 | -1 | 1 | -2 | 1 | -2 | -2 | 1 | 1 | 1 | 1 | 2 | 2 | 1 | 1 | 1 | 1 | 1 | 1 | -1 | 1 | 1 | 1 | 1 | 1 | 1 | 1 | 1 | 1 | 1 | -1 | 1 | 1 | 1 | -2 | -2 |  | 1
EverCharge | EV002-48,E800-1000-32A | EV02 | EPRI/SCE | AC | 7.68 | 2025-08-27 | 2025-08-27 | Fully Networked | EverCharge Network | Single Port | Single Port, Standalone network capability | 2 | -2 | -2 | 1 | -1 | 1 | -2 | -2 | -2 | -2 | -2 | -2 | 1 | -2 | -2 | 2 | 0 | 2 | -1 | -1 | 1 | 1 | -2 | 1 | 1 | 1 | 1 | 1 | 1 | -1 | 1 | 1 | 1 | -1 | -1 | -1 | 1 | 1 | 1 | 1 | -1 | -1 | -2 | 1 | 1 | -1 | -1 | -1 | -1 | 1 | 1 | -1 | 1 | 1 | -1 | -1 | 1 | 1 | -1 | 1 | 1 | -2 | 1 | 1 | 1 | -1 | 1 | 1 | 1 | 1 | 1 | -1 | 1 | 1 | 1 | 1 | -1 | 1 | -1 | 1 | -1 | 1 | -2 | 1 | -2 | -2 | 1 | 1 | 1 | 1 | 2 | 2 | 1 | 1 | 1 | 1 | 1 | 1 | -1 | 1 | 1 | 1 | 1 | 1 | 1 | 1 | 1 | 1 | 1 | 1 | 1 | 1 | 1 | -2 | -2 |  | -2
EverCharge | EV002-48,E800-1000-40A | EV02 | EPRI | AC | 8.3 | 2023-04-11 | 2023-04-11 | Fully Networked | EverCharge Network | Single Port | Single Port, Standalone network capability | 2 | -2 | -2 | 1 | -1 | 1 | -2 | -2 | -2 | -2 | -2 | -2 | 1 | -2 | -2 | 2 | 0 | 2 | -1 | -1 | 1 | 1 | -2 | 1 | 1 | 1 | 1 | 1 | 1 | -1 | 1 | 1 | 1 | -1 | -1 | -1 | 1 | 1 | 1 | 1 | -1 | -1 | -2 | 1 | 1 | -1 | -1 | -1 | -1 | 1 | 1 | -1 | 1 | 1 | -1 | -1 | 1 | 1 | -1 | 1 | 1 | -2 | 1 | 1 | 1 | -1 | 1 | 1 | 1 | 1 | 1 | -1 | 1 | 1 | 1 | 1 | -1 | 1 | -1 | 1 | -1 | 1 | -2 | 1 | -2 | -2 | 1 | 1 | 1 | 1 | 2 | 2 | 1 | 1 | 1 | 1 | 1 | 1 | -1 | 1 | 1 | 1 | 1 | 1 | 1 | 1 | 1 | 1 | 1 | 1 | 1 | 1 | 1 | -2 | -2 |  | -2
EverCharge | EV002-80,E800-1001 | EV02 | EPRI | AC | 19.2 | 2023-04-11 | 2023-04-11 | Fully Networked | EverCharge Network | Single Port | Single Port, Standalone network capability | 2 | -2 | -2 | 1 | -1 | 1 | -2 | -2 | -2 | -2 | -2 | -2 | 1 | -2 | -2 | 2 | 0 | 2 | -1 | -1 | 1 | 1 | -2 | 1 | 1 | 1 | 1 | 1 | 1 | -1 | 1 | 1 | 1 | -1 | -1 | -1 | 1 | 1 | 1 | 1 | -1 | -1 | -2 | 1 | 1 | -1 | -1 | -1 | -1 | 1 | 1 | -1 | 1 | 1 | -1 | -1 | 1 | 1 | -1 | 1 | 1 | -2 | 1 | 1 | 1 | -1 | 1 | 1 | 1 | 1 | 1 | -1 | 1 | 1 | 1 | 1 | -1 | 1 | 1 | 1 | -1 | 1 | -2 | 1 | -2 | -2 | 1 | 1 | 1 | 1 | 2 | 2 | 1 | 1 | 1 | 1 | 1 | 1 | -1 | 1 | 1 | 1 | 1 | 1 | 1 | 1 | 1 | 1 | 1 | -1 | 1 | 1 | 1 | -2 | -2 |  | 1
EverCharge | EV002-80,E800-1001-40A | EV02 | EPRI | AC | 8.3 | 2023-04-11 | 2023-04-11 | Fully Networked | EverCharge Network | Single Port | Single Port, Standalone network capability | 2 | -2 | -2 | 1 | -1 | 1 | -2 | -2 | -2 | -2 | -2 | -2 | 1 | -2 | -2 | 2 | 0 | 2 | -1 | -1 | 1 | 1 | -2 | 1 | 1 | 1 | 1 | 1 | 1 | -1 | 1 | 1 | 1 | -1 | -1 | -1 | 1 | 1 | 1 | 1 | -1 | -1 | -2 | 1 | 1 | -1 | -1 | -1 | -1 | 1 | 1 | -1 | 1 | 1 | -1 | -1 | 1 | 1 | -1 | 1 | 1 | -2 | 1 | 1 | 1 | -1 | 1 | 1 | 1 | 1 | 1 | -1 | 1 | 1 | 1 | 1 | -1 | 1 | 1 | 1 | -1 | 1 | -2 | 1 | -2 | -2 | 1 | 1 | 1 | 1 | 2 | 2 | 1 | 1 | 1 | 1 | 1 | 1 | -1 | 1 | 1 | 1 | 1 | 1 | 1 | 1 | 1 | 1 | 1 | 1 | 1 | 1 | 1 | -2 | -2 |  | -2
EverCharge |  |  | PGE | NETWORK | NA | 2023-04-11 | 2023-04-11 | Network Software | EverCharge Network |  |  | -2 | -2 | -2 | -2 | -2 | -2 | -2 | -2 | -2 | -2 | -2 | -2 | -2 | -2 | -2 | -2 | -2 | -2 | -2 | -2 | -2 | -2 | -2 | -2 | -2 | -2 | -2 | -2 | -2 | -2 | -2 | -2 | -2 | -2 | -2 | -2 | -2 | -2 | -2 | -2 | -2 | -2 | -2 | -2 | 0 | -1 | -1 | 1 | -2 | 0 | 0 | 0 | 0 | 0 | -1 | -1 | 0 | 1 | -1 | 0 | -2 | -2 | 0 | 0 | 0 | 0 | 0 | 0 | -2 | 0 | -2 | 0 | 0 | 0 | 0 | 0 | 0 | 0 | -2 | -2 | -2 | -2 | -2 | -2 | -2 | -2 | -2 | 0 | 0 | 0 | -2 | -2 | 0 | -2 | -2 | 0 | 0 | 0 | -2 | 0 | 0 | 0 | 0 | 0 | 0 | 0 | 0 | 0 | 0 | -2 | -2 | 1 | 1 | 1 | -1 |  | -2
EVGateway | EGW-#C-32-# |  | EPRI | AC | 7.7 | 2024-07-01 | 2024-07-01 | Network Capable | NA |  |  | 2 | -2 | -2 | 1 | 0 | 0 | -2 | -2 | -2 | -2 | -2 | -2 | 1 | -2 | -2 | 2 | 0 | 2 | -1 | -1 | 1 | 1 | -2 | 1 | 1 | 1 | 1 | 0 | 0 | 0 | 0 | 0 | 1 | -1 | -1 | -1 | 1 | 1 | 1 | -1 | -1 | -1 | -2 | -1 | -2 | -2 | -2 | -2 | -2 | -2 | -2 | -2 | -2 | -2 | -2 | -2 | -2 | -2 | -2 | -2 | 1 | -2 | 1 | -2 | -2 | 1 | -2 | 1 | 1 | 1 | 0 | 0 | 0 | -2 | -2 | -2 | 0 | 0 | -1 | -1 | -2 | 1 | -2 | 1 | -2 | -2 | 1 | 1 | 1 | 1 | 2 | 2 | 1 | 1 | 0 | 1 | 0 | -2 | 1 | 1 | 1 | 1 | 1 | -2 | 1 | -2 | -2 | -2 | 0 | 1 | 1 | 1 | -1 | -2 | -2 |  | -2
EVGateway | EGW-#C-40-# |  | EPRI | AC | 9.6 | 2024-07-01 | 2024-07-01 | Network Capable | NA |  |  | 2 | -2 | -2 | 1 | 0 | 0 | -2 | -2 | -2 | -2 | -2 | -2 | 1 | -2 | -2 | 2 | 0 | 2 | -1 | -1 | 1 | 1 | -2 | 1 | 1 | 1 | 1 | 0 | 0 | 0 | 0 | 0 | 1 | -1 | -1 | -1 | 1 | 1 | 1 | -1 | -1 | -1 | -2 | -1 | -2 | -2 | -2 | -2 | -2 | -2 | -2 | -2 | -2 | -2 | -2 | -2 | -2 | -2 | -2 | -2 | 1 | -2 | 1 | -2 | -2 | 1 | -2 | 1 | 1 | 1 | 0 | 0 | 0 | -2 | -2 | -2 | 0 | 0 | -1 | -1 | -2 | 1 | -2 | 1 | -2 | -2 | 1 | 1 | 1 | 1 | 2 | 2 | 1 | 1 | 0 | 1 | 0 | -2 | 1 | 1 | 1 | 1 | 1 | -2 | 1 | -2 | -2 | -2 | 0 | 1 | 1 | 1 | -1 | -2 | -2 |  | -2
EVGateway | EGW-#C-48-# |  | EPRI | AC | 11.5 | 2024-07-01 | 2024-07-01 | Network Capable | NA |  |  | 2 | -2 | -2 | 1 | 0 | 0 | -2 | -2 | -2 | -2 | -2 | -2 | 1 | -2 | -2 | 2 | 0 | 2 | -1 | -1 | 1 | 1 | -2 | 1 | 1 | 1 | 1 | 0 | 0 | 0 | 0 | 0 | 1 | -1 | -1 | -1 | 1 | 1 | 1 | -1 | -1 | -1 | -2 | -1 | -2 | -2 | -2 | -2 | -2 | -2 | -2 | -2 | -2 | -2 | -2 | -2 | -2 | -2 | -2 | -2 | 1 | -2 | 1 | -2 | -2 | 1 | -2 | 1 | 1 | 1 | 0 | 0 | 0 | -2 | -2 | -2 | 0 | 0 | -1 | -1 | -2 | 1 | -2 | 1 | -2 | -2 | 1 | 1 | 1 | 1 | 2 | 2 | 1 | 1 | 0 | 1 | 0 | -2 | 1 | 1 | 1 | 1 | 1 | -2 | 1 | -2 | -2 | -2 | 0 | -1 | 1 | 1 | -1 | -2 | -2 |  | -2
EVGateway | EGW-EX-1193-# |  | EPRI | AC | 19.2 | 2024-07-01 | 2024-07-01 | Network Capable | NA |  |  | 2 | -2 | -2 | 1 | 0 | 0 | -2 | -2 | -2 | -2 | -2 | -2 | 1 | -2 | -2 | 2 | 0 | 2 | -1 | -1 | 1 | 1 | -2 | 1 | 1 | 1 | 1 | 0 | 0 | 0 | 0 | 0 | 1 | -1 | -1 | -1 | 1 | 1 | 1 | -1 | -1 | -1 | -2 | -1 | -2 | -2 | -2 | -2 | -2 | -2 | -2 | -2 | -2 | -2 | -2 | -2 | -2 | -2 | -2 | -2 | 1 | -2 | 1 | -2 | -2 | 1 | -2 | 1 | 1 | 1 | 0 | 0 | 0 | -2 | -2 | -2 | 0 | 0 | -1 | -1 | -2 | 1 | -2 | 1 | -2 | -2 | 1 | 1 | 1 | 1 | 2 | 2 | 1 | 1 | 0 | 1 | 0 | -2 | 1 | 1 | 1 | 1 | 1 | -2 | 1 | -2 | -2 | -2 | 0 | -1 | 1 | 1 | -1 | -2 | -2 |  | -2
EVGateway |  |  | PGE/Evergy | NETWORK | NA | 2025-06-17 | 2022-07-11 | Network Software | EVGateway Network |  |  | -2 | -2 | -2 | -2 | -2 | -2 | -2 | -2 | -2 | -2 | -2 | -2 | -2 | -2 | -2 | -2 | -2 | -2 | -2 | -2 | -2 | -2 | -2 | -2 | -2 | -2 | -2 | -2 | -2 | -2 | -2 | -2 | -2 | -2 | -2 | -2 | -2 | -2 | -2 | -2 | -2 | -2 | -2 | -2 | 0 | -1 | -1 | 1 | -2 | 0 | 0 | 1 | 0 | 0 | -1 | -1 | 0 | 1 | 2 | 1 | -2 | -2 | 0 | 0 | 0 | 0 | 0 | 0 | -2 | 0 | -2 | 0 | 0 | 0 | 0 | 0 | 0 | 0 | -2 | -2 | -2 | -2 | -2 | -2 | -2 | -2 | -2 | 0 | 0 | 0 | -2 | -2 | 0 | -2 | -2 | 0 | 0 | 0 | -2 | 0 | 0 | 0 | 0 | 0 | 0 | 0 | 0 | 0 | 1 | -2 | -2 | 1 | -1 | 1 | -1 |  | 1
EVGo |  |  | Evergy | NETWORK | NA | 2025-07-24 | 2025-07-24 | Network Software | EVGo |  |  | -2 | -2 | -2 | -2 | -2 | -2 | -2 | -2 | -2 | -2 | -2 | -2 | -2 | -2 | -2 | -2 | -2 | -2 | -2 | -2 | -2 | -2 | -2 | -2 | -2 | -2 | -2 | -2 | -2 | -2 | -2 | -2 | -2 | -2 | -2 | -2 | -2 | -2 | -2 | -2 | -2 | -2 | -2 | -2 | 0 | 0 | 0 | 1 | 0 | 0 | 0 | 1 | 0 | 0 | 0 | 0 | 0 | 1 | 0 | 1 | -2 | -2 | 0 | 0 | 0 | 0 | 0 | 0 | -2 | 0 | -2 | 0 | 0 | 0 | 0 | 0 | 0 | 0 | -2 | -2 | -2 | -2 | -2 | -2 | -2 | -2 | 0 | 0 | 0 | 0 | -2 | -2 | 0 | -2 | -2 | 0 | 0 | 0 | -2 | 0 | 0 | 0 | 0 | 0 | 0 | 0 | 0 | 0 | 1 | -2 | -2 | -2 | -2 | 0 | -1 |  | 1
EVIQO | J1772 plug in 40A (gen 2.1) | EVIPOWER | PG&E | AC | 9.6 | 2025-12-02 | 2025-12-03 | Non-Networked |  |  |  | 2 | -2 | -2 | 1 | 0 | 0 | -2 | -2 | -2 | -2 | -2 | -2 | 0 | -2 | -2 | 2 | 0 | 2 | -1 | -1 | 0 | 0 | -2 | 0 | 0 | 0 | 0 | 1 | 0 | 0 | 0 | 0 | 0 | 0 | 0 | 0 | 0 | 0 | 0 | 0 | 0 | 0 | -2 | 0 | -2 | -2 | -2 | -2 | -2 | -2 | -2 | -2 | -2 | -2 | -2 | -2 | -2 | -2 | -2 | -2 | 0 | -2 | 0 | -2 | -2 | 0 | -2 | 0 | 0 | 0 | 0 | 0 | 0 | -2 | -2 | -2 | 0 | 0 | 0 | 0 | -2 | 1 | -2 | 0 | -2 | -2 | 0 | 0 | 0 | 0 | 2 | 2 | 1 | 0 | 0 | 0 | 0 | -2 | 0 | 0 | 0 | 0 | 0 | -2 | 0 | -2 | -2 | -2 | 0 | 1 | 1 | -1 | -1 | -2 | -2 |  | -2
EVIQO | J1772 hardwired 48A (gen 2.1) | EVIPOWER | PG&E | AC | 11.5 | 2025-12-02 | 2025-12-03 | Non-Networked |  |  |  | 2 | -2 | -2 | 1 | 0 | 0 | -2 | -2 | -2 | -2 | -2 | -2 | 0 | -2 | -2 | 2 | 0 | 2 | -1 | -1 | 0 | 0 | -2 | 0 | 0 | 0 | 0 | 1 | 0 | 0 | 0 | 0 | 0 | 0 | 0 | 0 | 0 | 0 | 0 | 0 | 0 | 0 | -2 | 0 | -2 | -2 | -2 | -2 | -2 | -2 | -2 | -2 | -2 | -2 | -2 | -2 | -2 | -2 | -2 | -2 | 0 | -2 | 0 | -2 | -2 | 0 | -2 | 0 | 0 | 0 | 0 | 0 | 0 | -2 | -2 | -2 | 0 | 0 | 0 | 0 | -2 | 1 | -2 | 0 | -2 | -2 | 0 | 0 | 0 | 0 | 2 | 2 | 1 | 0 | 0 | 0 | 0 | -2 | 0 | 0 | 0 | 0 | 0 | -2 | 0 | -2 | -2 | -2 | 0 | 1 | 1 | -1 | -1 | -2 | -2 |  | -2
EVIQO | Nacs plug in 40A (gen 2.1) | EVIPOWER | PG&E | AC | 9.6 | 2025-12-02 | 2025-12-03 | Non-Networked |  |  |  | 2 | -2 | -2 | -1 | 0 | 1 | -2 | -2 | -2 | -2 | -2 | -2 | 0 | -2 | -2 | 2 | 0 | 2 | -1 | -1 | 0 | 0 | -2 | 0 | 0 | 0 | 0 | 1 | 0 | 0 | 0 | 0 | 0 | 0 | 0 | 0 | 0 | 0 | 0 | 0 | 0 | 0 | -2 | 0 | -2 | -2 | -2 | -2 | -2 | -2 | -2 | -2 | -2 | -2 | -2 | -2 | -2 | -2 | -2 | -2 | 0 | -2 | 0 | -2 | -2 | 0 | -2 | 0 | 0 | 0 | 0 | 0 | 0 | -2 | -2 | -2 | 0 | 0 | 0 | 0 | -2 | 1 | -2 | 0 | -2 | -2 | 0 | 0 | 0 | 0 | 2 | 2 | 1 | 0 | 0 | 0 | 0 | -2 | 0 | 0 | 0 | 0 | 0 | -2 | 0 | -2 | -2 | -2 | 0 | 1 | 1 | -1 | -1 | -2 | -2 |  | -2
EVIQO | Nacs hardwired 48A (gen 2.1) | EVIPOWER | PG&E | AC | 11.5 | 2025-12-02 | 2025-12-03 | Non-Networked |  |  |  | 2 | -2 | -2 | -1 | 0 | 1 | -2 | -2 | -2 | -2 | -2 | -2 | 0 | -2 | -2 | 2 | 0 | 2 | -1 | -1 | 0 | 0 | -2 | 0 | 0 | 0 | 0 | 1 | 0 | 0 | 0 | 0 | 0 | 0 | 0 | 0 | 0 | 0 | 0 | 0 | 0 | 0 | -2 | 0 | -2 | -2 | -2 | -2 | -2 | -2 | -2 | -2 | -2 | -2 | -2 | -2 | -2 | -2 | -2 | -2 | 0 | -2 | 0 | -2 | -2 | 0 | -2 | 0 | 0 | 0 | 0 | 0 | 0 | -2 | -2 | -2 | 0 | 0 | 0 | 0 | -2 | 1 | -2 | 0 | -2 | -2 | 0 | 0 | 0 | 0 | 2 | 2 | 1 | 0 | 0 | 0 | 0 | -2 | 0 | 0 | 0 | 0 | 0 | -2 | 0 | -2 | -2 | -2 | 0 | 1 | 1 | -1 | -1 | -2 | -2 |  | -2
EVIQO | AC 40A | UN2-A40T | PG&E | AC | 9.6 | 2025-12-02 | 2025-12-03 | Non-Networked |  |  |  | 2 | -2 | -2 | 1 | 0 | 0 | -2 | -2 | -2 | -2 | -2 | -2 | 0 | -2 | -2 | 2 | 0 | 2 | -1 | -1 | 0 | 0 | -2 | 0 | 0 | 0 | 0 | 1 | 0 | 0 | 0 | 0 | 0 | 0 | 0 | 0 | 0 | 0 | 0 | 0 | 0 | 0 | -2 | 0 | -2 | -2 | -2 | -2 | -2 | -2 | -2 | -2 | -2 | -2 | -2 | -2 | -2 | -2 | -2 | -2 | 0 | -2 | 0 | -2 | -2 | 0 | -2 | 0 | 0 | 0 | 0 | 0 | 0 | -2 | -2 | -2 | 0 | 0 | 0 | 0 | -2 | 1 | -2 | 0 | -2 | -2 | 0 | 0 | 0 | 0 | 2 | 2 | 1 | 0 | 0 | 0 | 0 | -2 | 0 | 0 | 0 | 0 | 0 | -2 | 0 | -2 | -2 | -2 | 0 | 1 | 1 | -1 | -1 | -2 | -2 |  | -2
EVIQO | AC 48A | UN2-A48T | PG&E | AC | 11.5 | 2025-12-02 | 2025-12-03 | Non-Networked |  |  |  | 2 | -2 | -2 | 1 | 0 | 0 | -2 | -2 | -2 | -2 | -2 | -2 | 0 | -2 | -2 | 2 | 0 | 2 | -1 | -1 | 0 | 0 | -2 | 0 | 0 | 0 | 0 | 1 | 0 | 0 | 0 | 0 | 0 | 0 | 0 | 0 | 0 | 0 | 0 | 0 | 0 | 0 | -2 | 0 | -2 | -2 | -2 | -2 | -2 | -2 | -2 | -2 | -2 | -2 | -2 | -2 | -2 | -2 | -2 | -2 | 0 | -2 | 0 | -2 | -2 | 0 | -2 | 0 | 0 | 0 | 0 | 0 | 0 | -2 | -2 | -2 | 0 | 0 | 0 | 0 | -2 | 1 | -2 | 0 | -2 | -2 | 0 | 0 | 0 | 0 | 2 | 2 | 1 | 0 | 0 | 0 | 0 | -2 | 0 | 0 | 0 | 0 | 0 | -2 | 0 | -2 | -2 | -2 | 0 | 1 | 1 | -1 | -1 | -2 | -2 |  | -2
EVIQO | AC 80A | UN2-A80T | PG&E | AC | 19.2 | 2025-12-02 | 2025-12-03 | Non-Networked |  |  |  | 2 | -2 | -2 | 1 | 0 | 0 | -2 | -2 | -2 | -2 | -2 | -2 | 0 | -2 | -2 | 2 | 0 | 2 | -1 | -1 | 0 | 0 | -2 | 0 | 0 | 0 | 0 | 1 | 0 | 0 | 0 | 0 | 0 | 0 | 0 | 0 | 0 | 0 | 0 | 0 | 0 | 0 | -2 | 0 | -2 | -2 | -2 | -2 | -2 | -2 | -2 | -2 | -2 | -2 | -2 | -2 | -2 | -2 | -2 | -2 | 0 | -2 | 0 | -2 | -2 | 0 | -2 | 0 | 0 | 0 | 0 | 0 | 0 | -2 | -2 | -2 | 0 | 0 | 0 | 0 | -2 | 1 | -2 | 0 | -2 | -2 | 0 | 0 | 0 | 0 | 2 | 2 | 1 | 0 | 0 | 0 | 0 | -2 | 0 | 0 | 0 | 0 | 0 | -2 | 0 | -2 | -2 | -2 | 0 | 1 | 1 | -1 | -1 | -2 | -2 |  | -2
EVIQO | AC 40A | UN2-A40N | PG&E | AC | 9.6 | 2025-12-02 | 2025-12-03 | Non-Networked |  |  |  | 2 | -2 | -2 | 1 | 0 | 0 | -2 | -2 | -2 | -2 | -2 | -2 | 0 | -2 | -2 | 2 | 0 | 2 | -1 | -1 | 0 | 0 | -2 | 0 | 0 | 0 | 0 | 1 | 0 | 0 | 0 | 0 | 0 | 0 | 0 | 0 | 0 | 0 | 0 | 0 | 0 | 0 | -2 | 0 | -2 | -2 | -2 | -2 | -2 | -2 | -2 | -2 | -2 | -2 | -2 | -2 | -2 | -2 | -2 | -2 | 0 | -2 | 0 | -2 | -2 | 0 | -2 | 0 | 0 | 0 | 0 | 0 | 0 | -2 | -2 | -2 | 0 | 0 | 0 | 0 | -2 | 1 | -2 | 0 | -2 | -2 | 0 | 0 | 0 | 0 | 2 | 2 | 1 | 0 | 0 | 0 | 0 | -2 | 0 | 0 | 0 | 0 | 0 | -2 | 0 | -2 | -2 | -2 | 0 | 1 | 1 | -1 | -1 | -2 | -2 |  | -2
EVIQO | AC 48A | UN2-A48N | PG&E | AC | 11.5 | 2025-12-02 | 2025-12-03 | Non-Networked |  |  |  | 2 | -2 | -2 | 1 | 0 | 0 | -2 | -2 | -2 | -2 | -2 | -2 | 0 | -2 | -2 | 2 | 0 | 2 | -1 | -1 | 0 | 0 | -2 | 0 | 0 | 0 | 0 | 1 | 0 | 0 | 0 | 0 | 0 | 0 | 0 | 0 | 0 | 0 | 0 | 0 | 0 | 0 | -2 | 0 | -2 | -2 | -2 | -2 | -2 | -2 | -2 | -2 | -2 | -2 | -2 | -2 | -2 | -2 | -2 | -2 | 0 | -2 | 0 | -2 | -2 | 0 | -2 | 0 | 0 | 0 | 0 | 0 | 0 | -2 | -2 | -2 | 0 | 0 | 0 | 0 | -2 | 1 | -2 | 0 | -2 | -2 | 0 | 0 | 0 | 0 | 2 | 2 | 1 | 0 | 0 | 0 | 0 | -2 | 0 | 0 | 0 | 0 | 0 | -2 | 0 | -2 | -2 | -2 | 0 | 1 | 1 | -1 | -1 | -2 | -2 |  | -2
EVIQO | AC 80A | UN2-A80N | PG&E | AC | 19.2 | 2025-12-02 | 2025-12-03 | Non-Networked |  |  |  | 2 | -2 | -2 | 1 | 0 | 0 | -2 | -2 | -2 | -2 | -2 | -2 | 0 | -2 | -2 | 2 | 0 | 2 | -1 | -1 | 0 | 0 | -2 | 0 | 0 | 0 | 0 | 1 | 0 | 0 | 0 | 0 | 0 | 0 | 0 | 0 | 0 | 0 | 0 | 0 | 0 | 0 | -2 | 0 | -2 | -2 | -2 | -2 | -2 | -2 | -2 | -2 | -2 | -2 | -2 | -2 | -2 | -2 | -2 | -2 | 0 | -2 | 0 | -2 | -2 | 0 | -2 | 0 | 0 | 0 | 0 | 0 | 0 | -2 | -2 | -2 | 0 | 0 | 0 | 0 | -2 | 1 | -2 | 0 | -2 | -2 | 0 | 0 | 0 | 0 | 2 | 2 | 1 | 0 | 0 | 0 | 0 | -2 | 0 | 0 | 0 | 0 | 0 | -2 | 0 | -2 | -2 | -2 | 0 | 1 | 1 | -1 | -1 | -2 | -2 |  | -2
EVIQO | AC 40A | UN2Pro-A40T | PG&E | AC | 9.6 | 2025-12-02 | 2025-12-03 | Non-Networked |  |  |  | 2 | -2 | -2 | 1 | 0 | 0 | -2 | -2 | -2 | -2 | -2 | -2 | 0 | -2 | -2 | 2 | 0 | 2 | -1 | -1 | 0 | 0 | -2 | 0 | 0 | 0 | 0 | 1 | 0 | 0 | 0 | 0 | 0 | 0 | 0 | 0 | 0 | 0 | 0 | 0 | 0 | 0 | -2 | 0 | -2 | -2 | -2 | -2 | -2 | -2 | -2 | -2 | -2 | -2 | -2 | -2 | -2 | -2 | -2 | -2 | 0 | -2 | 0 | -2 | -2 | 0 | -2 | 0 | 0 | 0 | 0 | 0 | 0 | -2 | -2 | -2 | 0 | 0 | 0 | 0 | -2 | 1 | -2 | 0 | -2 | -2 | 0 | 0 | 0 | 0 | 2 | 2 | 1 | 0 | 0 | 0 | 0 | -2 | 0 | 0 | 0 | 0 | 0 | -2 | 0 | -2 | -2 | -2 | 0 | 1 | 1 | -1 | -1 | -2 | -2 |  | -2
EVIQO | AC 48A | UN2Pro-A48T | PG&E | AC | 11.5 | 2025-12-02 | 2025-12-03 | Non-Networked |  |  |  | 2 | -2 | -2 | 1 | 0 | 0 | -2 | -2 | -2 | -2 | -2 | -2 | 0 | -2 | -2 | 2 | 0 | 2 | -1 | -1 | 0 | 0 | -2 | 0 | 0 | 0 | 0 | 1 | 0 | 0 | 0 | 0 | 0 | 0 | 0 | 0 | 0 | 0 | 0 | 0 | 0 | 0 | -2 | 0 | -2 | -2 | -2 | -2 | -2 | -2 | -2 | -2 | -2 | -2 | -2 | -2 | -2 | -2 | -2 | -2 | 0 | -2 | 0 | -2 | -2 | 0 | -2 | 0 | 0 | 0 | 0 | 0 | 0 | -2 | -2 | -2 | 0 | 0 | 0 | 0 | -2 | 1 | -2 | 0 | -2 | -2 | 0 | 0 | 0 | 0 | 2 | 2 | 1 | 0 | 0 | 0 | 0 | -2 | 0 | 0 | 0 | 0 | 0 | -2 | 0 | -2 | -2 | -2 | 0 | 1 | 1 | -1 | -1 | -2 | -2 |  | -2
EVIQO | AC 80A | UN2Pro-A80T | PG&E | AC | 19.2 | 2025-12-02 | 2025-12-03 | Non-Networked |  |  |  | 2 | -2 | -2 | 1 | 0 | 0 | -2 | -2 | -2 | -2 | -2 | -2 | 0 | -2 | -2 | 2 | 0 | 2 | -1 | -1 | 0 | 0 | -2 | 0 | 0 | 0 | 0 | 1 | 0 | 0 | 0 | 0 | 0 | 0 | 0 | 0 | 0 | 0 | 0 | 0 | 0 | 0 | -2 | 0 | -2 | -2 | -2 | -2 | -2 | -2 | -2 | -2 | -2 | -2 | -2 | -2 | -2 | -2 | -2 | -2 | 0 | -2 | 0 | -2 | -2 | 0 | -2 | 0 | 0 | 0 | 0 | 0 | 0 | -2 | -2 | -2 | 0 | 0 | 0 | 0 | -2 | 1 | -2 | 0 | -2 | -2 | 0 | 0 | 0 | 0 | 2 | 2 | 1 | 0 | 0 | 0 | 0 | -2 | 0 | 0 | 0 | 0 | 0 | -2 | 0 | -2 | -2 | -2 | 0 | 1 | 1 | -1 | -1 | -2 | -2 |  | -2
EVIQO | AC 40A | UN2Pro-A40N | PG&E | AC | 9.6 | 2025-12-02 | 2025-12-03 | Non-Networked |  |  |  | 2 | -2 | -2 | 1 | 0 | 0 | -2 | -2 | -2 | -2 | -2 | -2 | 0 | -2 | -2 | 2 | 0 | 2 | -1 | -1 | 0 | 0 | -2 | 0 | 0 | 0 | 0 | 1 | 0 | 0 | 0 | 0 | 0 | 0 | 0 | 0 | 0 | 0 | 0 | 0 | 0 | 0 | -2 | 0 | -2 | -2 | -2 | -2 | -2 | -2 | -2 | -2 | -2 | -2 | -2 | -2 | -2 | -2 | -2 | -2 | 0 | -2 | 0 | -2 | -2 | 0 | -2 | 0 | 0 | 0 | 0 | 0 | 0 | -2 | -2 | -2 | 0 | 0 | 0 | 0 | -2 | 1 | -2 | 0 | -2 | -2 | 0 | 0 | 0 | 0 | 2 | 2 | 1 | 0 | 0 | 0 | 0 | -2 | 0 | 0 | 0 | 0 | 0 | -2 | 0 | -2 | -2 | -2 | 0 | 1 | 1 | -1 | -1 | -2 | -2 |  | -2
EVIQO | AC 48A | UN2Pro-A48N | PG&E | AC | 11.5 | 2025-12-02 | 2025-12-03 | Non-Networked |  |  |  | 2 | -2 | -2 | 1 | 0 | 0 | -2 | -2 | -2 | -2 | -2 | -2 | 0 | -2 | -2 | 2 | 0 | 2 | -1 | -1 | 0 | 0 | -2 | 0 | 0 | 0 | 0 | 1 | 0 | 0 | 0 | 0 | 0 | 0 | 0 | 0 | 0 | 0 | 0 | 0 | 0 | 0 | -2 | 0 | -2 | -2 | -2 | -2 | -2 | -2 | -2 | -2 | -2 | -2 | -2 | -2 | -2 | -2 | -2 | -2 | 0 | -2 | 0 | -2 | -2 | 0 | -2 | 0 | 0 | 0 | 0 | 0 | 0 | -2 | -2 | -2 | 0 | 0 | 0 | 0 | -2 | 1 | -2 | 0 | -2 | -2 | 0 | 0 | 0 | 0 | 2 | 2 | 1 | 0 | 0 | 0 | 0 | -2 | 0 | 0 | 0 | 0 | 0 | -2 | 0 | -2 | -2 | -2 | 0 | 1 | 1 | -1 | -1 | -2 | -2 |  | -2
EVIQO | AC 80A | UN2Pro-A80N | PG&E | AC | 19.2 | 2025-12-02 | 2025-12-03 | Non-Networked |  |  |  | 2 | -2 | -2 | 1 | 0 | 0 | -2 | -2 | -2 | -2 | -2 | -2 | 0 | -2 | -2 | 2 | 0 | 2 | -1 | -1 | 0 | 0 | -2 | 0 | 0 | 0 | 0 | 1 | 0 | 0 | 0 | 0 | 0 | 0 | 0 | 0 | 0 | 0 | 0 | 0 | 0 | 0 | -2 | 0 | -2 | -2 | -2 | -2 | -2 | -2 | -2 | -2 | -2 | -2 | -2 | -2 | -2 | -2 | -2 | -2 | 0 | -2 | 0 | -2 | -2 | 0 | -2 | 0 | 0 | 0 | 0 | 0 | 0 | -2 | -2 | -2 | 0 | 0 | 0 | 0 | -2 | 1 | -2 | 0 | -2 | -2 | 0 | 0 | 0 | 0 | 2 | 2 | 1 | 0 | 0 | 0 | 0 | -2 | 0 | 0 | 0 | 0 | 0 | -2 | 0 | -2 | -2 | -2 | 0 | 1 | 1 | -1 | -1 | -2 | -2 |  | -2
EVmode | EVM2000-EVM101U | EVM2000 | EPRI | AC | 11.5 | 2025-05-27 | 2025-05-27 | Network Capable |  | Single port. | Single port. | 2 | -2 | -2 | 1 | -1 | -1 | -2 | -2 | -2 | -2 | -2 | -2 | 1 | -2 | -2 | 2 | 0 | 2 | -1 | -1 | 1 | 1 | -2 | 1 | 1 | 1 | 1 | 1 | -1 | -1 | -1 | 1 | 1 | -1 | -1 | -1 | 1 | 1 | 1 | -1 | -1 | -1 | -1 | -1 | -2 | -2 | -2 | -2 | -2 | -2 | -2 | -2 | -2 | -2 | -2 | -2 | -2 | -2 | -2 | -2 | 1 | -2 | -2 | -2 | -2 | 1 | -2 | -2 | -2 | -1 | 1 | 1 | 1 | -2 | -2 | -2 | 1 | -2 | 1 | 1 | -1 | 1 | -2 | 1 | -2 | -2 | 1 | 1 | 1 | 1 | 2 | 2 | 1 | -1 | -1 | 1 | -1 | 1 | 1 | 1 | 1 | 1 | 1 | -2 | 1 | -2 | -2 | -2 | 1 | -2 | 1 | 1 | -1 | -2 | -2 |  | -2
EvoCharge | EVC5001#### | EVC5001#### | EPRI | AC | 12 | 2025-02-20 | 2024-10-03 | Network Capable |  | Single port. | Single port. | 2 | -2 | -2 | 1 | -1 | -1 | -2 | -2 | -2 | -2 | -2 | -2 | 1 | -2 | -2 | 2 | 0 | 2 | -1 | -1 | 1 | 1 | -2 | 1 | 1 | 0 | 0 | 0 | 0 | 0 | 0 | 0 | 1 | -1 | -1 | -1 | 1 | 1 | 1 | -1 | -1 | -1 | -2 | -1 | -2 | -2 | -2 | -2 | -2 | -2 | -2 | -2 | -2 | -2 | -2 | -2 | -2 | -2 | -2 | -2 | 1 | -2 | -2 | -2 | -2 | -1 | -2 | -2 | -2 | 1 | 1 | -1 | -1 | -2 | -2 | -2 | -2 | -2 | 1 | 1 | -1 | 1 | -2 | 1 | -2 | -2 | -1 | -1 | -1 | -1 | 2 | 2 | 1 | 1 | 1 | 1 | -1 | -1 | 1 | 1 | 1 | 1 | 1 | -2 | -1 | -2 | -2 | -2 | -1 | -1 | 1 | 1 | 1 | -2 | -2 |  | -2
EvoCharge | EVC5002XYYY | EVC50 | EPRI | AC | 12 | 2025-02-20 | 2024-12-19 | Network Capable |  | Single port | Single port. | 2 | -2 | -2 | 1 | -1 | 1 | -2 | -2 | -2 | -2 | -2 | -2 | 1 | -2 | -2 | -1 | -1 | 2 | -1 | 2 | 1 | 1 | -2 | 1 | 1 | 1 | 1 | 1 | 1 | 1 | 1 | 1 | 1 | -1 | -1 | -1 | 1 | 1 | 1 | -1 | -1 | -1 | -1 | -1 | -2 | -2 | -2 | -2 | -2 | -2 | -2 | -2 | -2 | -2 | -2 | -2 | -2 | -2 | -2 | -2 | 1 | -2 | -2 | -2 | -2 | 1 | -2 | -2 | -2 | 1 | 1 | 1 | 1 | -2 | -2 | -2 | -2 | -2 | -1 | 1 | 1 | 1 | -2 | 1 | -2 | -2 | -1 | 1 | -1 | -1 | 2 | 2 | -1 | 1 | 1 | 1 | -1 | -2 | 1 | 1 | 1 | 1 | 1 | -2 | 1 | -2 | -2 | -2 | -1 | -1 | 1 | 1 | 1 | -2 | -2 |  | -2
EvoCharge | EVC5003XYYY | EVC50 LTE | EPRI | AC | 12 | 2024-12-19 | 2024-12-19 | Network Capable |  | Single port | Single port. | 2 | -2 | -2 | 1 | -1 | 1 | -2 | -2 | -2 | -2 | -2 | -2 | 1 | -2 | -2 | -1 | -1 | 2 | -1 | 2 | 1 | 1 | -2 | 1 | 1 | 1 | 1 | 1 | 1 | 1 | 1 | 1 | 1 | -1 | -1 | -1 | 1 | 1 | 1 | -1 | -1 | -1 | -1 | -1 | -2 | -2 | -2 | -2 | -2 | -2 | -2 | -2 | -2 | -2 | -2 | -2 | -2 | -2 | -2 | -2 | 1 | -2 | -2 | -2 | -2 | 1 | -2 | -2 | -2 | 1 | 1 | 1 | 1 | -2 | -2 | -2 | -2 | -2 | -1 | 1 | 1 | 1 | -2 | 1 | -2 | -2 | -1 | 1 | -1 | -1 | 2 | 2 | -1 | 1 | 1 | 1 | -1 | -2 | 1 | 1 | 1 | 1 | 1 | -2 | 1 | -2 | -2 | -2 | -1 | -1 | 1 | 1 | 1 | -2 | -2 |  | -2
EvoCharge | EVO32-310-001 | iEVSE Plus 32 | EPRI | AC | 7.7 | 2020-12-18 | 2020-12-18 | Network Capable | NA | Single Port | Single Port, Standalone network capability | 2 | -2 | -2 | 1 | 0 | 0 | -2 | -2 | -2 | -2 | -2 | -2 | 1 | -2 | -2 | 2 | 0 | 2 | -1 | 2 | 1 | 1 | -2 | 1 | 1 | 1 | 1 | 0 | 0 | 0 | 0 | 1 | 1 | -1 | -1 | -1 | 1 | 1 | 1 | -1 | -1 | -1 | -2 | -1 | -2 | -2 | -2 | -2 | -2 | -2 | -2 | -2 | -2 | -2 | -2 | -2 | -2 | -2 | -2 | -2 | -1 | -2 | -1 | -2 | -2 | -1 | -2 | -1 | 1 | -1 | 0 | 0 | 0 | -2 | -2 | -2 | 0 | 0 | -1 | -1 | -2 | 1 | -2 | 1 | -2 | -2 | -1 | -1 | -1 | -1 | 2 | 2 | -1 | -1 | 0 | 1 | 0 | -2 | 1 | 1 | -1 | 1 | 1 | -2 | 1 | -2 | -2 | -2 | 0 | 1 | 1 | 1 | 1 | -2 | -2 |  | 1
EvoCharge | EVO32-310-002 | iEVSE Plus 32 | EPRI | AC | 7.7 | 2024-07-01 | 2024-07-01 | Network Capable | NA | Dual Port | Dual Port, Standalone network capability | 2 | -2 | -2 | 1 | 0 | 0 | -2 | -2 | -2 | -2 | -2 | -2 | 1 | -2 | -2 | 2 | 0 | 2 | -1 | 2 | 1 | 1 | -2 | 1 | 1 | 1 | 1 | 0 | 0 | 0 | 0 | 1 | 1 | -1 | -1 | -1 | 1 | 1 | 1 | -1 | -1 | -1 | -2 | -1 | -2 | -2 | -2 | -2 | -2 | -2 | -2 | -2 | -2 | -2 | -2 | -2 | -2 | -2 | -2 | -2 | -1 | -2 | -1 | -2 | -2 | -1 | -2 | -1 | 1 | -1 | 0 | 0 | 0 | -2 | -2 | -2 | 0 | 0 | -1 | -1 | -2 | 1 | -2 | 1 | -2 | -2 | -1 | -1 | -1 | -1 | 2 | 2 | -1 | -1 | 0 | 1 | 0 | -2 | 1 | 1 | -1 | 1 | 1 | -2 | 1 | -2 | -2 | -2 | 0 | 1 | 1 | 1 | 1 | -2 | -2 |  | 1
EvoCharge | EVO32-320-001 | iEVSE 32 | EPRI | AC | 7.7 | 2024-07-01 | 2024-07-01 | Network Capable | NA | Single Port | Single Port, Standalone network capability | 2 | -2 | -2 | 1 | 0 | 0 | -2 | -2 | -2 | -2 | -2 | -2 | 1 | -2 | -2 | 2 | 0 | 2 | -1 | 2 | 1 | 1 | -2 | 1 | 1 | 1 | 1 | 0 | 0 | 0 | 0 | 1 | 1 | -1 | -1 | -1 | 1 | 1 | 1 | -1 | -1 | -1 | -2 | -1 | -2 | -2 | -2 | -2 | -2 | -2 | -2 | -2 | -2 | -2 | -2 | -2 | -2 | -2 | -2 | -2 | -1 | -2 | -1 | -2 | -2 | -1 | -2 | -1 | 1 | -1 | 0 | 0 | 0 | -2 | -2 | -2 | 0 | 0 | -1 | -1 | -2 | 1 | -2 | 1 | -2 | -2 | -1 | -1 | -1 | -1 | 2 | 2 | -1 | -1 | 0 | 1 | 0 | -2 | 1 | 1 | -1 | 1 | 1 | -2 | 1 | -2 | -2 | -2 | 0 | 1 | 1 | 1 | 1 | -2 | -2 |  | 1
EvoCharge | EVO32-320-002 | iEVSE 32 | EPRI | AC | 7.7 | 2024-07-01 | 2024-07-01 | Network Capable | NA | Dual Port | Dual Port, Standalone network capability | 2 | -2 | -2 | 1 | 0 | 0 | -2 | -2 | -2 | -2 | -2 | -2 | 1 | -2 | -2 | 2 | 0 | 2 | -1 | 2 | 1 | 1 | -2 | 1 | 1 | 1 | 1 | 0 | 0 | 0 | 0 | 1 | 1 | -1 | -1 | -1 | 1 | 1 | 1 | -1 | -1 | -1 | -2 | -1 | -2 | -2 | -2 | -2 | -2 | -2 | -2 | -2 | -2 | -2 | -2 | -2 | -2 | -2 | -2 | -2 | -1 | -2 | -1 | -2 | -2 | -1 | -2 | -1 | 1 | -1 | 0 | 0 | 0 | -2 | -2 | -2 | 0 | 0 | -1 | -1 | -2 | 1 | -2 | 1 | -2 | -2 | -1 | -1 | -1 | -1 | 2 | 2 | -1 | -1 | 0 | 1 | 0 | -2 | 1 | 1 | -1 | 1 | 1 | -2 | 1 | -2 | -2 | -2 | 0 | 1 | 1 | 1 | 1 | -2 | -2 |  | 1
EvoCharge | EVO80-###-### | MAX80 | EPRI | AC | 19.2 | 2025-02-20 | 2024-07-01 | Network Capable | N/A |  |  | 2 | -2 | -2 | 1 | -1 | -1 | -2 | -2 | -2 | -2 | -2 | -2 | 1 | -2 | -2 | 2 | 0 | 2 | -1 | -1 | 1 | 1 | -2 | 1 | 1 | 0 | 0 | 0 | 0 | 0 | 0 | 1 | 1 | -1 | -1 | -1 | 1 | 1 | 1 | -1 | -1 | -1 | -2 | -1 | -2 | -2 | -2 | -2 | -2 | -2 | -2 | -2 | -2 | -2 | -2 | -2 | -2 | -2 | -2 | -2 | 1 | -2 | -1 | -2 | -2 | 1 | -2 | -1 | -1 | -1 | 1 | -2 | -2 | -2 | -2 | -2 | -2 | -2 | -1 | -1 | -1 | 1 | -2 | 1 | -2 | -2 | -1 | 1 | 1 | 1 | 2 | -1 | 1 | -1 | -1 | 1 | -1 | -2 | 1 | 1 | 1 | 1 | 1 | -2 | -1 | -2 | -2 | -2 | 0 | -1 | 1 | 1 | 1 | -2 | -2 |  | -2
EvoCharge | EVO80-###-###-40 | MAX80 | EPRI | AC | 9.6 | 2025-02-20 | 2024-07-01 | Network Capable | N/A |  |  | 2 | -2 | -2 | 1 | -1 | -1 | -2 | -2 | -2 | -2 | -2 | -2 | 1 | -2 | -2 | 2 | 0 | 2 | -1 | -1 | 1 | 1 | -2 | 1 | 1 | 0 | 0 | 0 | 0 | 0 | 0 | 1 | 1 | -1 | -1 | -1 | 1 | 1 | 1 | -1 | -1 | -1 | -2 | -1 | -2 | -2 | -2 | -2 | -2 | -2 | -2 | -2 | -2 | -2 | -2 | -2 | -2 | -2 | -2 | -2 | 1 | -2 | -1 | -2 | -2 | 1 | -2 | -1 | -1 | -1 | 1 | -2 | -2 | -2 | -2 | -2 | -2 | -2 | -1 | -1 | -1 | 1 | -2 | 1 | -2 | -2 | -1 | 1 | 1 | 1 | 2 | -1 | 1 | -1 | -1 | 1 | -1 | -2 | 1 | 1 | 1 | 1 | 1 | -2 | -1 | -2 | -2 | -2 | 0 | 1 | -1 | 1 | 1 | -2 | -2 |  | -2
EvoCharge | W1-1962-#### | iEVSE | EPRI | AC | 9.6 | 2024-07-01 | 2024-07-01 | Network Capable | N/A |  |  | 2 | -2 | -2 | 1 | -1 | -1 | -2 | -2 | -2 | -2 | -2 | -2 | 1 | -2 | -2 | 2 | 0 | 2 | -1 | -1 | 1 | 1 | -2 | 1 | 1 | 1 | 1 | 0 | 0 | 0 | 0 | 1 | 1 | -1 | -1 | -1 | 1 | 1 | 1 | -1 | -1 | -1 | -2 | -1 | -2 | -2 | -2 | -2 | -2 | -2 | -2 | -2 | -2 | -2 | -2 | -2 | -2 | -2 | -2 | -2 | 1 | -2 | -1 | -2 | -2 | 1 | -2 | -1 | -1 | -1 | 1 | -2 | -2 | -2 | -2 | -2 | -2 | -2 | -1 | -1 | -1 | 1 | -2 | 1 | -2 | -2 | -1 | 1 | 1 | 1 | 2 | -1 | 1 | -1 | -1 | 1 | -1 | -2 | 1 | 1 | 1 | 1 | 1 | -2 | -1 | -2 | -2 | -2 | 0 | 1 | 1 | 1 | 1 | -2 | -2 |  | 1
EvoCharge |  |  | EPRI | NETWORK | NA | 2024-12-12 | 2024-12-12 | Network Software | EvoCharge Network |  |  | -2 | -2 | -2 | -2 | -2 | -2 | -2 | -2 | -2 | -2 | -2 | -2 | -2 | -2 | -2 | -2 | -2 | -2 | -2 | -2 | -2 | -2 | -2 | -2 | -2 | -2 | -2 | -2 | -2 | -2 | -2 | -2 | -2 | -2 | -2 | -2 | -2 | -2 | -2 | -2 | -2 | -2 | -2 | -2 | 1 | -1 | -1 | 1 | -2 | 1 | -1 | 1 | -1 | -1 | -1 | -1 | -1 | 1 | -1 | 1 | -2 | -2 | 1 | 1 | 1 | 1 | -1 | 1 | -2 | 1 | -2 | 1 | 1 | 1 | 1 | 1 | 1 | -1 | -2 | -2 | -2 | -2 | -2 | -2 | -2 | -2 | -2 | 0 | 1 | -1 | -2 | -2 | 1 | -2 | -2 | 1 | -1 | -1 | -2 | 1 | 1 | 1 | 1 | -1 | 1 | 1 | 1 | -1 | 1 | -2 | -2 | -2 | 1 | -1 | -1 |  | -2
Evoke |  |  | Eversource CT | NETWORK | NA | 2025-12-08 | 2025-12-08 | Network Software | Evoke |  |  | -2 | -2 | -2 | -2 | -2 | -2 | -2 | -2 | -2 | -2 | -2 | -2 | -2 | -2 | -2 | -2 | -2 | -2 | -2 | -2 | -2 | -2 | -2 | -2 | -2 | -2 | -2 | -2 | -2 | -2 | -2 | -2 | -2 | -2 | -2 | -2 | -2 | -2 | -2 | -2 | -2 | -2 | -2 | -2 | 0 | 0 | 0 | 0 | 0 | 0 | 0 | 0 | 0 | 0 | 0 | 0 | 0 | 0 | 0 | 0 | -2 | -2 | 0 | 0 | 0 | 0 | 0 | 0 | -2 | 0 | -2 | 0 | 0 | 0 | 0 | 0 | 0 | 0 | -2 | -2 | -2 | -2 | -2 | -2 | -2 | -2 | 0 | 0 | 0 | 0 | -2 | -2 | 0 | -2 | -2 | 0 | 0 | 0 | -2 | 0 | 0 | 0 | 0 | 0 | 0 | 0 | 0 | 0 | 0 | -2 | -2 | -2 | -2 | 0 | 0 |  | 1
EVPassport | C6AM150XX | C6AM150XX | EPRI | DC | 150 | 2024-07-01 | 2024-07-01 | Network Capable | NA |  | Standalone DCFC, no HPC needed, runs off its own power | -2 | 2 | -2 | -2 | -2 | -2 | 1 | 0 | 0 | 0 | -2 | -2 | -2 | 1 | -2 | -1 | -1 | 2 | -1 | -1 | 1 | -2 | 1 | 1 | 1 | 1 | 1 | 0 | 0 | 0 | 0 | 1 | 1 | -1 | -1 | -1 | 1 | 1 | 1 | 1 | -1 | -1 | -2 | 1 | -2 | -2 | -2 | -2 | -2 | -2 | -2 | -2 | -2 | -2 | -2 | -2 | -2 | -2 | -2 | -2 | -2 | 1 | 1 | -2 | -2 | 1 | -2 | 1 | -1 | 1 | 0 | 0 | 0 | -2 | -2 | -2 | 0 | 0 | -2 | 1 | 1 | -2 | 1 | -2 | 1 | 1 | 1 | 1 | 1 | 1 | 2 | -2 | 1 | 1 | 0 | 1 | 0 | -2 | 1 | 1 | 1 | 1 | 1 | -2 | 1 | -2 | -2 | -2 | 0 | -2 | -2 | 1 | -1 | -2 | -2 |  | -2
EVPassport | C6AM90XX | C6AM90XX | EPRI | DC | 95 | 2024-07-01 | 2024-07-01 | Network Capable | NA |  | Runs on 208 3P power, standalone DCFC | -2 | 2 | -2 | -2 | -2 | -2 | 1 | 0 | 0 | 0 | -2 | -2 | -2 | 1 | -2 | -1 | -1 | 2 | -1 | -1 | 1 | -2 | 1 | 1 | 1 | 1 | 1 | 0 | 0 | 0 | 0 | 1 | 1 | -1 | -1 | -1 | 1 | 1 | 1 | 1 | -1 | -1 | -2 | 1 | -2 | -2 | -2 | -2 | -2 | -2 | -2 | -2 | -2 | -2 | -2 | -2 | -2 | -2 | -2 | -2 | -2 | 1 | 1 | -2 | -2 | 1 | -2 | 1 | -1 | 1 | 0 | 0 | 0 | -2 | -2 | -2 | 0 | 0 | -2 | 1 | 1 | -2 | 1 | -2 | 1 | 1 | 1 | 1 | 1 | 1 | 2 | -2 | 1 | 1 | 0 | 1 | 0 | -2 | 1 | 1 | 1 | 1 | 1 | -2 | 1 | -2 | -2 | -2 | 0 | -2 | -2 | 1 | -1 | -2 | -2 |  | -2
EVPassport | Elaine Charger | Elaine | PGE | DC | 30 | 2024-07-01 | 2024-07-01 | Network Capable | NA |  |  | -2 | 2 | -2 | -2 | -2 | -2 | 1 | 0 | 0 | 0 | -2 | -2 | -2 | 1 | -2 | 2 | -2 | 0 | -1 | -1 | 1 | -2 | 1 | 1 | 1 | 1 | 1 | 0 | 0 | 0 | 0 | 1 | 0 | -1 | -1 | -1 | 1 | 1 | 1 | 0 | -1 | -1 | -2 | 0 | -2 | -2 | -2 | -2 | -2 | -2 | -2 | -2 | -2 | -2 | -2 | -2 | -2 | -2 | -2 | -2 | -2 | 0 | 0 | -2 | -2 | 0 | -2 | 0 | 0 | 0 | 0 | 0 | 0 | -2 | -2 | -2 | 0 | 0 | -2 | 0 | -2 | -2 | 0 | -2 | 0 | 0 | 0 | 0 | 0 | 0 | 2 | -2 | 0 | 0 | 0 | 0 | 0 | -2 | 0 | 0 | 0 | 0 | 0 | -2 | 0 | -2 | -2 | -2 | 0 | -2 | -2 | 1 | -1 | -2 | -2 |  | -2
EVPassport | Ezra Charger | Ezra | SCE/PGE | AC | 7.7 | 2024-07-01 | 2024-07-01 | Network Capable | NA | Single Port | Single Port, Standalone network capability NRTL listed as Phihong AWLU770001 | 2 | -2 | -2 | 1 | 0 | 0 | -2 | -2 | -2 | -2 | -2 | -2 | 1 | -2 | -2 | 2 | 0 | 0 | -1 | -1 | 1 | 1 | -2 | 1 | 1 | 1 | 1 | 0 | 0 | 0 | 0 | 1 | 0 | -1 | -1 | -1 | 1 | 1 | 1 | 0 | -1 | -1 | -2 | 0 | -2 | -2 | -2 | -2 | -2 | -2 | -2 | -2 | -2 | -2 | -2 | -2 | -2 | -2 | -2 | -2 | 0 | -2 | 0 | -2 | -2 | 0 | -2 | 0 | -1 | 1 | 0 | 0 | 0 | -2 | -2 | -2 | 0 | 0 | -1 | 0 | -2 | 0 | -2 | 0 | -2 | -2 | 0 | 0 | 0 | 0 | 2 | 0 | 0 | 0 | 0 | 0 | 0 | -2 | 0 | 0 | 0 | 0 | 0 | -2 | 0 | -2 | -2 | -2 | 0 | 1 | 1 | 1 | -1 | -2 | -2 |  | 1
EVPassport | Howard Charger | Howard | SCE/PGE | AC | 19.2 | 2024-07-01 | 2024-07-01 | Network Capable | NA | Single Port | Single Port, Standalone network capability NRTL listed as ioTecha CCS-ACL2 | 2 | -2 | -2 | 1 | 0 | 0 | -2 | -2 | -2 | -2 | -2 | -2 | 1 | -2 | -2 | 2 | 0 | 2 | -1 | -1 | 1 | 1 | -2 | 1 | 1 | 1 | 1 | 0 | 0 | 0 | 0 | 1 | 0 | -1 | -1 | -1 | 1 | 1 | 1 | 0 | -1 | -1 | -2 | 0 | -2 | -2 | -2 | -2 | -2 | -2 | -2 | -2 | -2 | -2 | -2 | -2 | -2 | -2 | -2 | -2 | 0 | -2 | 0 | -2 | -2 | 0 | -2 | 0 | -1 | 1 | 0 | 0 | 0 | -2 | -2 | -2 | 0 | 0 | -1 | 0 | -2 | 0 | -2 | 0 | -2 | -2 | 0 | 0 | 0 | 0 | 2 | 0 | 0 | 0 | 0 | 0 | 0 | -2 | 0 | 0 | 0 | 0 | 0 | -2 | 0 | -2 | -2 | -2 | 0 | -1 | 1 | 1 | -1 | -2 | -2 |  | -2
EVPassport | Larry Charger | Larry | PGE | DC | 60 | 2024-07-01 | 2024-07-01 | Network Capable | NA |  |  | -2 | 2 | -2 | -2 | -2 | -2 | 1 | 0 | 0 | 0 | -2 | -2 | -2 | 1 | -2 | 2 | -2 | 0 | -1 | -1 | 1 | -2 | 1 | 1 | 1 | 1 | 1 | 0 | 0 | 0 | 0 | 1 | 0 | -1 | -1 | -1 | 1 | 1 | 1 | 0 | -1 | -1 | -2 | 0 | -2 | -2 | -2 | -2 | -2 | -2 | -2 | -2 | -2 | -2 | -2 | -2 | -2 | -2 | -2 | -2 | -2 | 0 | 0 | -2 | -2 | 0 | -2 | 0 | 0 | 0 | 0 | 0 | 0 | -2 | -2 | -2 | 0 | 0 | -2 | 0 | -2 | -2 | 0 | -2 | 0 | 0 | 0 | 0 | 0 | 0 | 2 | -2 | 0 | 0 | 0 | 0 | 0 | -2 | 0 | 0 | 0 | 0 | 0 | -2 | 0 | -2 | -2 | -2 | 0 | -2 | -2 | 1 | -1 | -2 | -2 |  | 1
EVPassport | Rosa Charger | Rosa | EPRI | AC | 11 | 2024-07-01 | 2024-07-01 | Network Capable | NA | Single Port | Single Port, Standalone network capability | 2 | -2 | -2 | 1 | 0 | 1 | -2 | -2 | -2 | -2 | -2 | -2 | 1 | -2 | -2 | 2 | 0 | 2 | -1 | -1 | 1 | 1 | -2 | 1 | 1 | 1 | 1 | 0 | 0 | 0 | 0 | 0 | 1 | -1 | -1 | -1 | 1 | 1 | 1 | 1 | -1 | -1 | -2 | 1 | -2 | -2 | -2 | -2 | -2 | -2 | -2 | -2 | -2 | -2 | -2 | -2 | -2 | -2 | -2 | -2 | -1 | -2 | -1 | -2 | -2 | -1 | -2 | -1 | 1 | 1 | 0 | 0 | 0 | -2 | -2 | -2 | 0 | 0 | 1 | 1 | 1 | 1 | -2 | 1 | -2 | -2 | -1 | -1 | -1 | -1 | 2 | 2 | 1 | 1 | 1 | 1 | 1 | -2 | 1 | 1 | 1 | 1 | 1 | -2 | 1 | -2 | -2 | -2 | 0 | -1 | 1 | 1 | -1 | -2 | -2 |  | 1
EVPassport | Ruth Charger | Ruth | PGE | DC | 120 | 2024-07-01 | 2024-07-01 | Network Capable | NA |  |  | -2 | 2 | -2 | -2 | -2 | -2 | 1 | 0 | 0 | 0 | -2 | -2 | -2 | 1 | -2 | 2 | -2 | 0 | -1 | -1 | 1 | -2 | 1 | 1 | 1 | 1 | 1 | 0 | 0 | 0 | 0 | 1 | 0 | -1 | -1 | -1 | 1 | 1 | 1 | 0 | -1 | -1 | -2 | 0 | -2 | -2 | -2 | -2 | -2 | -2 | -2 | -2 | -2 | -2 | -2 | -2 | -2 | -2 | -2 | -2 | -2 | 0 | 0 | -2 | -2 | 0 | -2 | 0 | 0 | 0 | 0 | 0 | 0 | -2 | -2 | -2 | 0 | 0 | -2 | 0 | -2 | -2 | 0 | -2 | 0 | 0 | 0 | 0 | 0 | 0 | 2 | -2 | 0 | 0 | 0 | 0 | 0 | -2 | 0 | 0 | 0 | 0 | 0 | -2 | 0 | -2 | -2 | -2 | 0 | -2 | -2 | 1 | -1 | -2 | -2 |  | 1
EVPassport | Zues Charger | Zeus | PGE | DC | 180 | 2024-07-01 | 2024-07-01 | Network Capable | NA |  |  | -2 | 2 | -2 | -2 | -2 | -2 | 1 | 0 | 0 | 0 | -2 | -2 | -2 | 1 | -2 | 2 | -2 | 0 | -1 | -1 | 1 | -2 | 1 | 1 | 1 | 1 | 1 | 0 | 0 | 0 | 0 | 1 | 0 | -1 | -1 | -1 | 1 | 1 | 1 | 0 | -1 | -1 | -2 | 0 | -2 | -2 | -2 | -2 | -2 | -2 | -2 | -2 | -2 | -2 | -2 | -2 | -2 | -2 | -2 | -2 | -2 | 0 | 0 | -2 | -2 | 0 | -2 | 0 | 0 | 0 | 0 | 0 | 0 | -2 | -2 | -2 | 0 | 0 | -2 | 0 | -2 | -2 | 0 | -2 | 0 | 0 | 0 | 0 | 0 | 0 | 2 | -2 | 0 | 0 | 0 | 0 | 0 | -2 | 0 | 0 | 0 | 0 | 0 | -2 | 0 | -2 | -2 | -2 | 0 | -2 | -2 | 1 | -1 | -2 | -2 |  | 1
EVPassport |  |  | PGE | NETWORK | NA | 2022-10-24 | 2022-10-24 | Network Software | EVPassport Network |  |  | -2 | -2 | -2 | -2 | -2 | -2 | -2 | -2 | -2 | -2 | -2 | -2 | -2 | -2 | -2 | -2 | -2 | -2 | -2 | -2 | -2 | -2 | -2 | -2 | -2 | -2 | -2 | -2 | -2 | -2 | -2 | -2 | -2 | -2 | -2 | -2 | -2 | -2 | -2 | -2 | -2 | -2 | -2 | -2 | 0 | -1 | -1 | 1 | -2 | 0 | 0 | 0 | 0 | 0 | -1 | -1 | 0 | 1 | 2 | 0 | -2 | -2 | 0 | 0 | 0 | 0 | 0 | 0 | -2 | 0 | -2 | 0 | 0 | 0 | 0 | 0 | 0 | 0 | -2 | -2 | -2 | -2 | -2 | -2 | -2 | -2 | -2 | 0 | 0 | 0 | -2 | -2 | 0 | -2 | -2 | 0 | 0 | 0 | -2 | 0 | 0 | 0 | 0 | 0 | 0 | 0 | 0 | 0 | 0 | -2 | -2 | 1 | -1 | 1 | -1 |  | 1
EVRange | AC1-1-32-11 | AC Power Pro Commercial 32A | SCE | AC | 7.7 | 2024-07-01 | 2024-07-01 | Network Capable | NA | Single Port | Single Port | 2 | -2 | -2 | 1 | 0 | 0 | -2 | -2 | -2 | -2 | -2 | -2 | 1 | -2 | -2 | 0 | 0 | 0 | -1 | -1 | 1 | 0 | -2 | 1 | 1 | 1 | 1 | 0 | 0 | 0 | 0 | 1 | 0 | -1 | -1 | -1 | 1 | 1 | 1 | 0 | -1 | -1 | -2 | 0 | -2 | -2 | -2 | -2 | -2 | -2 | -2 | -2 | -2 | -2 | -2 | -2 | -2 | -2 | -2 | -2 | 0 | -2 | 0 | -2 | -2 | 0 | -2 | 0 | -1 | -1 | 0 | 0 | 0 | -2 | -2 | -2 | 0 | 0 | -1 | 0 | -2 | 0 | -2 | 0 | -2 | -2 | 0 | 0 | 0 | 0 | 2 | 0 | 0 | 0 | 0 | 0 | 0 | -2 | 0 | 0 | 0 | 0 | 0 | -2 | 0 | -2 | -2 | -2 | 0 | 1 | 1 | 1 | -1 | -2 | -2 |  | -2
EVRange | AC1-1-32-21 | AC Power Pro Professional 32A | SCE | AC | 7.7 | 2024-07-01 | 2024-07-01 | Network Capable | NA | Single Port | Single Port | 2 | -2 | -2 | 1 | 0 | 0 | -2 | -2 | -2 | -2 | -2 | -2 | 1 | -2 | -2 | 0 | 0 | 0 | -1 | -1 | 1 | 0 | -2 | 1 | 1 | 1 | 1 | 0 | 0 | 0 | 0 | 1 | 0 | -1 | -1 | -1 | 1 | 1 | 1 | 0 | -1 | -1 | -2 | 0 | -2 | -2 | -2 | -2 | -2 | -2 | -2 | -2 | -2 | -2 | -2 | -2 | -2 | -2 | -2 | -2 | 0 | -2 | 0 | -2 | -2 | 0 | -2 | 0 | -1 | -1 | 0 | 0 | 0 | -2 | -2 | -2 | 0 | 0 | -1 | 0 | -2 | 0 | -2 | 0 | -2 | -2 | 0 | 0 | 0 | 0 | 2 | 0 | 0 | 0 | 0 | 0 | 0 | -2 | 0 | 0 | 0 | 0 | 0 | -2 | 0 | -2 | -2 | -2 | 0 | 1 | 1 | 1 | -1 | -2 | -2 |  | -2
EVRange | AC1-1-40-11 | AC Power Pro Commercial 40A | SCE | AC | 9.6 | 2024-07-01 | 2024-07-01 | Network Capable | NA | Single Port | Single Port | 2 | -2 | -2 | 1 | 0 | 0 | -2 | -2 | -2 | -2 | -2 | -2 | 1 | -2 | -2 | 0 | 0 | 0 | -1 | -1 | 1 | 0 | -2 | 1 | 1 | 1 | 1 | 0 | 0 | 0 | 0 | 1 | 0 | -1 | -1 | -1 | 1 | 1 | 1 | 0 | -1 | -1 | -2 | 0 | -2 | -2 | -2 | -2 | -2 | -2 | -2 | -2 | -2 | -2 | -2 | -2 | -2 | -2 | -2 | -2 | 0 | -2 | 0 | -2 | -2 | 0 | -2 | 0 | -1 | -1 | 0 | 0 | 0 | -2 | -2 | -2 | 0 | 0 | -1 | 0 | -2 | 0 | -2 | 0 | -2 | -2 | 0 | 0 | 0 | 0 | 2 | 0 | 0 | 0 | 0 | 0 | 0 | -2 | 0 | 0 | 0 | 0 | 0 | -2 | 0 | -2 | -2 | -2 | 0 | 1 | 1 | 1 | -1 | -2 | -2 |  | -2
EVRange | AC1-1-40-21 | AC Power Pro Professional 40A | SCE | AC | 9.6 | 2024-07-01 | 2024-07-01 | Network Capable | NA | Single Port | Single Port | 2 | -2 | -2 | 1 | 0 | 0 | -2 | -2 | -2 | -2 | -2 | -2 | 1 | -2 | -2 | 0 | 0 | 0 | -1 | -1 | 1 | 0 | -2 | 1 | 1 | 1 | 1 | 0 | 0 | 0 | 0 | 1 | 0 | -1 | -1 | -1 | 1 | 1 | 1 | 0 | -1 | -1 | -2 | 0 | -2 | -2 | -2 | -2 | -2 | -2 | -2 | -2 | -2 | -2 | -2 | -2 | -2 | -2 | -2 | -2 | 0 | -2 | 0 | -2 | -2 | 0 | -2 | 0 | -1 | -1 | 0 | 0 | 0 | -2 | -2 | -2 | 0 | 0 | -1 | 0 | -2 | 0 | -2 | 0 | -2 | -2 | 0 | 0 | 0 | 0 | 2 | 0 | 0 | 0 | 0 | 0 | 0 | -2 | 0 | 0 | 0 | 0 | 0 | -2 | 0 | -2 | -2 | -2 | 0 | 1 | 1 | 1 | -1 | -2 | -2 |  | -2
EVSE LLC | 3703 | ChargeWorks EV Charger | EPRI | AC | 9.6 | 2023-06-08 | 2023-06-08 | Network Capable | NA | Single Port | Single port, Must acquire Gateway for network connectivity | 2 | -2 | -2 | 1 | 0 | 0 | -2 | -2 | -2 | -2 | -2 | -2 | 1 | -2 | -2 | 2 | 0 | 2 | -1 | 2 | 1 | 1 | -2 | 1 | 1 | 1 | 1 | 0 | 0 | 0 | 0 | 1 | 1 | -1 | -1 | -1 | 1 | 1 | 1 | -1 | -1 | -1 | -2 | -1 | -2 | -2 | -2 | -2 | -2 | -2 | -2 | -2 | -2 | -2 | -2 | -2 | -2 | -2 | -2 | -2 | 1 | -2 | 1 | -2 | -2 | 1 | -2 | 1 | 1 | -1 | 0 | 0 | 0 | -2 | -2 | -2 | 0 | 0 | 1 | 1 | 1 | 1 | -2 | 1 | -2 | -2 | 1 | 1 | 1 | 1 | 2 | -1 | 1 | -1 | 0 | 1 | 0 | -2 | 1 | 1 | 1 | 1 | 1 | -2 | 1 | -2 | -2 | -2 | 0 | 1 | 1 | 1 | -1 | -2 | -2 |  | 1
EVSE LLC | 3722 | EVSE Garage Overhead Charger | EPRI | AC | 9.6 | 2024-07-01 | 2024-07-01 | Network Capable | NA | Single Port | Single port, Must acquire Gateway for network connectivity | 2 | -2 | -2 | 1 | 0 | 0 | -2 | -2 | -2 | -2 | -2 | -2 | 1 | -2 | -2 | 2 | 0 | 2 | -1 | 2 | 1 | 1 | -2 | 1 | 1 | 1 | 1 | 0 | 0 | 0 | 0 | 1 | 1 | -1 | -1 | -1 | 1 | 1 | 1 | -1 | -1 | -1 | -2 | -1 | -2 | -2 | -2 | -2 | -2 | -2 | -2 | -2 | -2 | -2 | -2 | -2 | -2 | -2 | -2 | -2 | 1 | -2 | 1 | -2 | -2 | 1 | -2 | 1 | 1 | -1 | 0 | 0 | 0 | -2 | -2 | -2 | 0 | 0 | 1 | 1 | -2 | 1 | -2 | 1 | -2 | -2 | 1 | 1 | 1 | 1 | 2 | -1 | 1 | -1 | 0 | 1 | 0 | -2 | 1 | 1 | 1 | 1 | 1 | -2 | 1 | -2 | -2 | -2 | 0 | 1 | 1 | 1 | -1 | -2 | -2 |  | 1
EVSE LLC | 3704 REV G | AutoCoil EV Charger | EPRI | AC | 9.6 | 2023-08-17 | 2023-08-17 | Network Capable | NA | Single Port | Single port, Must acquire Gateway for network connectivity | 2 | -2 | -2 | 1 | 0 | 0 | -2 | -2 | -2 | -2 | -2 | -2 | 1 | -2 | -2 | 2 | 0 | 2 | -1 | 2 | 1 | 1 | -2 | 1 | 1 | 1 | 1 | 0 | 0 | 0 | 0 | 1 | 1 | -1 | -1 | -1 | 1 | 1 | 1 | -1 | -1 | -1 | -2 | -1 | -2 | -2 | -2 | -2 | -2 | -2 | -2 | -2 | -2 | -2 | -2 | -2 | -2 | -2 | -2 | -2 | 1 | -2 | 1 | -2 | -2 | 1 | -2 | 1 | 1 | -1 | 0 | 0 | 0 | -2 | -2 | -2 | 0 | 0 | 1 | 1 | 1 | 1 | -2 | 1 | -2 | -2 | 1 | 1 | 1 | 1 | 2 | -1 | 1 | -1 | 0 | 1 | 0 | -2 | 1 | 1 | 1 | 1 | 1 | -2 | 1 | -2 | -2 | -2 | 0 | 1 | 1 | 1 | -1 | -2 | -2 |  | 1
EVSE LLC | 3704-002 REV G | AutoCoil EV Charger | EPRI | AC | 9.6 | 2023-08-17 | 2023-08-17 | Network Capable | NA | Single Port | Single port, Must acquire Gateway for network connectivity | 2 | -2 | -2 | 1 | 0 | 0 | -2 | -2 | -2 | -2 | -2 | -2 | 1 | -2 | -2 | 2 | 0 | 2 | -1 | 2 | 1 | 1 | -2 | 1 | 1 | 1 | 1 | 0 | 0 | 0 | 0 | 1 | 1 | -1 | -1 | -1 | 1 | 1 | 1 | -1 | -1 | -1 | -2 | -1 | -2 | -2 | -2 | -2 | -2 | -2 | -2 | -2 | -2 | -2 | -2 | -2 | -2 | -2 | -2 | -2 | 1 | -2 | 1 | -2 | -2 | 1 | -2 | 1 | 1 | -1 | 0 | 0 | 0 | -2 | -2 | -2 | 0 | 0 | 1 | 1 | 1 | 1 | -2 | 1 | -2 | -2 | 1 | 1 | 1 | 1 | 2 | -1 | 1 | -1 | 0 | 1 | 0 | -2 | 1 | 1 | 1 | 1 | 1 | -2 | 1 | -2 | -2 | -2 | 0 | 1 | 1 | 1 | -1 | -2 | -2 |  | 1
EVSIS | JC-94F2-350-0T5 | DC Charger 350kW | EPRI | DC | 350 | 2025-03-03 | 2024-10-03 | Network Capable |  | Dual port. | Dual port. CCS / NACS(Optional), OCPP 2.0.1 will be supported | -2 | 2 | -2 | -2 | -2 | -2 | 1 | -1 | 1 | -1 | -2 | -2 | -2 | 1 | -2 | 2 | -2 | 2 | 2 | 2 | 1 | -2 | 1 | 1 | 1 | 1 | 1 | 1 | 1 | 1 | 1 | 1 | 1 | -1 | -1 | -1 | 1 | 1 | 1 | 1 | -1 | -1 | -2 | 1 | -2 | -2 | -2 | -2 | -2 | -2 | -2 | -2 | -2 | -2 | -2 | -2 | -2 | -2 | -2 | -2 | -2 | 1 | -2 | -2 | -2 | 1 | -2 | -2 | -2 | 1 | 1 | 1 | 1 | -2 | -2 | -2 | -1 | -2 | -2 | 1 | 1 | -2 | 1 | -2 | 1 | 1 | 1 | 1 | 1 | 1 | 2 | -2 | 1 | 1 | 1 | 1 | -1 | -2 | 1 | 1 | 1 | 1 | 1 | -2 | 1 | -2 | -2 | -2 | 2 | -2 | -2 | 1 | 1 | -2 | -2 |  | -2
EVSIS | JC-94F2-400-0T5 | DC Charger 400kW | EPRI | DC | 400 | 2025-03-03 | 2024-10-03 | Network Capable |  | Dual port. | Dual port. CCS / NACS(Optional), OCPP 2.0.1 will be supported | -2 | 2 | -2 | -2 | -2 | -2 | 1 | -1 | 1 | -1 | -2 | -2 | -2 | 1 | -2 | 2 | -2 | 2 | 2 | 2 | 1 | -2 | 1 | 1 | 1 | 1 | 1 | 1 | 1 | 1 | 1 | 1 | 1 | -1 | -1 | -1 | 1 | 1 | 1 | 1 | -1 | -1 | -2 | 1 | -2 | -2 | -2 | -2 | -2 | -2 | -2 | -2 | -2 | -2 | -2 | -2 | -2 | -2 | -2 | -2 | -2 | 1 | -2 | -2 | -2 | 1 | -2 | -2 | -2 | 1 | 1 | 1 | 1 | -2 | -2 | -2 | -1 | -2 | -2 | 1 | 1 | -2 | 1 | -2 | 1 | 1 | 1 | 1 | 1 | 1 | 2 | -2 | 1 | 1 | 1 | 1 | -1 | -2 | 1 | 1 | 1 | 1 | 1 | -2 | 1 | -2 | -2 | -2 | 2 | -2 | -2 | 1 | 1 | -2 | -2 |  | -2
EVSIS | JC-9932-100-CT | DC Charger 100kW | EPRI | DC | 100 | 2025-03-03 | 2024-07-01 | Network Capable | NA | Single Port | CCS/CHAdeMO (optional), OCPP 2.0.1 will be supported | -2 | 2 | -2 | -2 | -2 | -2 | 1 | 1 | 1 | -1 | -2 | -2 | -2 | 1 | -2 | 2 | -2 | 2 | 2 | 2 | 1 | -2 | 1 | 1 | 1 | 1 | 1 | 1 | 1 | 1 | 1 | 1 | 1 | -1 | -1 | -1 | 1 | 1 | 1 | 1 | -1 | -1 | -2 | 1 | -2 | -2 | -2 | -2 | -2 | -2 | -2 | -2 | -2 | -2 | -2 | -2 | -2 | -2 | -2 | -2 | -2 | 1 | -1 | -2 | -2 | 1 | -2 | -1 | -1 | 1 | 1 | 1 | 1 | -2 | -2 | -2 | 0 | 0 | -2 | 1 | -1 | -2 | 1 | -2 | -1 | 1 | 1 | 1 | 1 | 1 | 2 | -2 | 1 | 1 | 1 | 1 | -1 | -2 | 1 | 1 | 1 | 1 | 1 | -2 | 1 | -2 | -2 | -2 | 1 | -2 | -2 | 1 | 1 | -2 | -2 |  | -2
EVSIS | JC-9932-180-CT | DC Charger 180kW | EPRI | DC | 180 | 2025-03-03 | 2024-10-03 | Network Capable |  | Dual port. | Dual port. CCS / NACS(Optional), OCPP 2.0.1 will be supported | -2 | 2 | -2 | -2 | -2 | -2 | 1 | -1 | 1 | -1 | -2 | -2 | -2 | 1 | -2 | 2 | -2 | 2 | 2 | 2 | 1 | -2 | 1 | 1 | 1 | 1 | 1 | 1 | 1 | 1 | 1 | 1 | 1 | -1 | -1 | -1 | 1 | 1 | 1 | 1 | -1 | -1 | -2 | 1 | -2 | -2 | -2 | -2 | -2 | -2 | -2 | -2 | -2 | -2 | -2 | -2 | -2 | -2 | -2 | -2 | -2 | 1 | -2 | -2 | -2 | 1 | -2 | -2 | -2 | 1 | 1 | 1 | 1 | -2 | -2 | -2 | -1 | -2 | -2 | 1 | 1 | -2 | 1 | -2 | 1 | 1 | 1 | 1 | 1 | 1 | 2 | -2 | 1 | 1 | 1 | 1 | -1 | -2 | 1 | 1 | 1 | 1 | 1 | -2 | 1 | -2 | -2 | -2 | 2 | -2 | -2 | 1 | 1 | -2 | -2 |  | -2
EVSIS | JC-9932-240-CT | DC Charger 240kW | EPRI | DC | 240 | 2025-03-03 | 2024-10-03 | Network Capable |  | Dual port. | Dual port. CCS / NACS(Optional), OCPP 2.0.1 will be supported | -2 | 2 | -2 | -2 | -2 | -2 | 1 | -1 | 1 | -1 | -2 | -2 | -2 | 1 | -2 | 2 | -2 | 2 | 2 | 2 | 1 | -2 | 1 | 1 | 1 | 1 | 1 | 1 | 1 | 1 | 1 | 1 | 1 | -1 | -1 | -1 | 1 | 1 | 1 | 1 | -1 | -1 | -2 | 1 | -2 | -2 | -2 | -2 | -2 | -2 | -2 | -2 | -2 | -2 | -2 | -2 | -2 | -2 | -2 | -2 | -2 | 1 | -2 | -2 | -2 | 1 | -2 | -2 | -2 | 1 | 1 | 1 | 1 | -2 | -2 | -2 | -1 | -2 | -2 | 1 | 1 | -2 | 1 | -2 | 1 | 1 | 1 | 1 | 1 | 1 | 2 | -2 | 1 | 1 | 1 | 1 | -1 | -2 | 1 | 1 | 1 | 1 | 1 | -2 | 1 | -2 | -2 | -2 | 2 | -2 | -2 | 1 | 1 | -2 | -2 |  | -2
EVSIS | JC-9A31-30-CT | DC Charger 30kW | EPRI | DC | 30 | 2025-03-03 | 2024-07-01 | Network Capable | NA |  | CCS/OCPP 2.0.1 will be supported | -2 | 2 | -2 | -2 | -2 | -2 | 1 | -1 | 1 | -1 | -2 | -2 | -2 | 1 | -2 | 2 | -2 | 2 | 2 | 2 | 1 | -2 | 1 | 1 | 1 | 1 | 1 | 1 | 1 | 11 | 1 | 1 | 1 | -1 | -1 | -1 | 1 | 1 | 1 | 1 | -1 | -1 | -2 | 1 | -2 | -2 | -2 | -2 | -2 | -2 | -2 | -2 | -2 | -2 | -2 | -2 | -2 | -2 | -2 | -2 | -2 | 1 | -1 | -2 | -2 | 1 | -2 | -1 | -1 | 1 | 1 | 1 | 1 | -2 | -2 | -2 | 0 | 0 | -2 | 1 | -1 | -2 | 1 | -2 | -1 | 1 | 1 | 1 | 1 | 1 | 2 | -2 | 1 | 1 | 1 | 1 | -1 | -2 | 1 | 1 | 1 | 1 | 1 | -2 | 1 | -2 | -2 | -2 | 1 | -2 | -2 | 1 | 1 | -2 | -2 |  | -2
Fermata |  |  | EPRI | NETWORK | NA | 2024-07-01 | 2024-07-01 | Network Software | Fermata |  |  | -2 | -2 | -2 | -2 | -2 | -2 | -2 | -2 | -2 | -2 | -2 | -2 | -2 | -2 | -2 | -2 | -2 | -2 | -2 | -2 | -2 | -2 | -2 | -2 | -2 | -2 | -2 | -2 | -2 | -2 | -2 | -2 | -2 | -2 | -2 | -2 | -2 | -2 | -2 | -2 | -2 | -2 | -2 | -2 | 1 | -1 | -1 | 1 | -2 | 1 | -1 | -1 | -1 | -1 | -1 | -1 | -1 | 1 | -1 | -2 | -2 | -2 | -1 | -1 | -1 | -2 | -1 | 1 | -2 | 1 | -2 | 0 | 0 | 0 | 0 | 0 | 0 | 0 | -2 | -2 | -2 | -2 | -2 | -2 | -2 | -2 | -2 | -1 | -1 | -1 | -2 | -2 | -1 | -2 | -2 | 1 | -1 | -1 | -2 | 1 | 1 | 1 | 1 | 1 | 1 | -1 | -1 | -1 | 0 | -2 | -2 | -1 | -1 | -1 | -1 |  | -2
FLASH |  |  | PGE | NETWORK | NA | 2023-07-10 | 2023-07-10 | Network Software | FLASH Network |  |  | -2 | -2 | -2 | -2 | -2 | -2 | -2 | -2 | -2 | -2 | -2 | -2 | -2 | -2 | -2 | -2 | -2 | -2 | -2 | -2 | -2 | -2 | -2 | -2 | -2 | -2 | -2 | -2 | -2 | -2 | -2 | -2 | -2 | -2 | -2 | -2 | -2 | -2 | -2 | -2 | -2 | -2 | -2 | -2 | 0 | -1 | -1 | 1 | -2 | 0 | 0 | 0 | 0 | 0 | -1 | -1 | 0 | 1 | -1 | 0 | -2 | -2 | 0 | 0 | 0 | 0 | 0 | 0 | -2 | 0 | -2 | 0 | 0 | 0 | 0 | 0 | 0 | 0 | -2 | -2 | -2 | -2 | -2 | -2 | -2 | -2 | -2 | 0 | 0 | 0 | -2 | -2 | 0 | -2 | -2 | 0 | 0 | 0 | -2 | 0 | 0 | 0 | 0 | 0 | 0 | 0 | 0 | 0 | 0 | -2 | -2 | -1 | -1 | 1 | -1 |  | 1
Flipturn |  |  | EPRI | NETWORK | NA | 2025-11-20 | 2024-07-24 | Network Software | Flipturn |  |  | -2 | -2 | -2 | -2 | -2 | -2 | -2 | -2 | -2 | -2 | -2 | -2 | -2 | -2 | -2 | -2 | -2 | -2 | -2 | -2 | -2 | -2 | -2 | -2 | -2 | -2 | -2 | -2 | -2 | -2 | -2 | -2 | -2 | -2 | -2 | -2 | -2 | -2 | -2 | -2 | -2 | -2 | -2 | -2 | 1 | -1 | -1 | 1 | -2 | 1 | -1 | -1 | -1 | -1 | -1 | -1 | -1 | 1 | 2 | 1 | -2 | -2 | 1 | 1 | 1 | -1 | -1 | 1 | -2 | 1 | -2 | -1 | -1 | -1 | -1 | -1 | 1 | 1 | -2 | -2 | -2 | -2 | -2 | -2 | -2 | -2 | -2 | 1 | 1 | -1 | -2 | -2 | 1 | -2 | -2 | 1 | -1 | -1 | -2 | 1 | 1 | 1 | 1 | 1 | 1 | 1 | 1 | 1 | 1 | -2 | -2 | -1 | -1 | 1 | 1 |  | -2
FLO | CoRe+ MAX | CoRe+™ MAX | EPRI/PGE | AC | 19.2 | 2025-05-09 | 2024-07-01 | Fully Networked | FLO Network | Single Port | Single Port | 2 | -2 | -2 | 1 | -2 | -2 | -2 | -2 | -2 | -2 | -2 | -2 | 1 | -2 | -2 | 2 | 0 | 2 | -1 | -1 | 1 | 1 | -2 | 1 | 1 | 1 | 1 | 1 | 1 | 1 | 1 | 1 | 1 | -1 | -1 | -1 | 1 | 1 | 1 | -1 | -1 | -1 | -2 | -1 | 1 | -1 | -1 | -1 | -1 | 1 | 1 | 1 | 1 | -1 | -1 | -1 | -1 | 1 | -1 | 1 | -1 | -2 | -1 | -1 | 1 | -1 | -1 | -1 | -1 | -1 | -1 | -1 | -1 | -1 | -1 | -1 | -1 | -1 | 1 | -1 | -1 | 1 | -2 | 1 | -2 | -2 | -1 | -1 | 1 | 1 | 2 | 2 | 1 | -1 | -1 | 1 | -1 | -1 | -1 | 1 | 1 | 1 | 1 | 1 | -1 | 1 | -1 | -1 | 1 | -1 | 1 | 1 | 1 | -2 | -2 |  | 1
FLO | CoRe+ MAX-40 | CoRe+™ MAX | EPRI/PGE | AC | 9.6 | 2024-07-01 | 2024-07-01 | Fully Networked | FLO Network | Single Port | Single Port | 2 | -2 | -2 | 1 | -2 | -2 | -2 | -2 | -2 | -2 | -2 | -2 | 1 | -2 | -2 | 2 | 0 | 2 | -1 | -1 | 1 | 1 | -2 | 1 | 1 | 1 | 1 | 1 | 1 | 1 | 1 | 1 | 1 | -1 | -1 | -1 | 1 | 1 | 1 | -1 | -1 | -1 | -2 | -1 | 1 | -1 | -1 | -1 | -1 | 1 | 1 | 1 | 1 | -1 | -1 | -1 | -1 | 1 | -1 | 1 | -1 | -2 | -1 | -1 | 1 | -1 | -1 | -1 | -1 | -1 | -1 | -1 | -1 | -1 | -1 | -1 | -1 | -1 | 1 | -1 | -1 | 1 | -2 | 1 | -2 | -2 | -1 | -1 | 1 | 1 | 2 | 2 | 1 | -1 | -1 | 1 | -1 | -1 | -1 | 1 | 1 | 1 | 1 | 1 | -1 | 1 | -1 | -1 | 1 | 1 | -1 | 1 | 1 | -2 | -2 |  | 1
FLO | CoRe+ STD 21 FT | CoRe+™ | SCE/PGE | AC | 7.2 | 2022-10-24 | 2022-10-24 | Network Capable | NA | Dual Port | Dual Port , Standalone network capability | 2 | -2 | -2 | 1 | 0 | 0 | -2 | -2 | -2 | -2 | -2 | -2 | 1 | -2 | -2 | 2 | 0 | 2 | -1 | -1 | 1 | 1 | -2 | 1 | 1 | 1 | 1 | 0 | 0 | 0 | 0 | 1 | 0 | -1 | -1 | -1 | 1 | 1 | 1 | 0 | -1 | -1 | -2 | 0 | -2 | -2 | -2 | -2 | -2 | -2 | -2 | -2 | -2 | -2 | -2 | -2 | -2 | -2 | -2 | -2 | 0 | -2 | 0 | -2 | -2 | 0 | -2 | 0 | 1 | -1 | 0 | 0 | 0 | -2 | -2 | -2 | 0 | 0 | 1 | 0 | -2 | 0 | -2 | 0 | -2 | -2 | 0 | 1 | 0 | 0 | 2 | 0 | 0 | 0 | 0 | 0 | 0 | -2 | 0 | 0 | 0 | 1 | 0 | -2 | 0 | -2 | -2 | -2 | 0 | 1 | 1 | 1 | 1 | -2 | -2 |  | 1
FLO | FLO Home X5 Carbone | FLO Home™ X5 | SCE | AC | 7.2 | 2024-07-01 | 2024-07-01 | Network Capable | NA | Single Port | Single Port, Standalone network capability | 2 | -2 | -2 | 1 | 0 | 0 | -2 | -2 | -2 | -2 | -2 | -2 | 1 | -2 | -2 | 0 | 0 | 2 | -1 | -1 | 1 | 0 | -2 | 1 | 1 | 1 | 1 | 0 | 0 | 0 | 0 | 0 | 0 | -1 | -1 | -1 | 1 | 1 | 1 | 0 | -1 | -1 | -2 | 0 | -2 | -2 | -2 | -2 | -2 | -2 | -2 | -2 | -2 | -2 | -2 | -2 | -2 | -2 | -2 | -2 | 0 | -2 | 0 | -2 | -2 | 0 | -2 | 0 | -1 | -1 | 0 | 0 | 0 | -2 | -2 | -2 | 0 | 0 | -1 | 0 | -2 | 0 | -2 | 0 | -2 | -2 | 0 | 1 | 0 | 0 | 2 | 0 | 0 | 0 | 0 | 0 | 0 | -2 | 0 | 0 | 0 | 1 | 0 | -2 | 0 | -2 | -2 | -2 | 0 | 1 | 1 | 1 | 1 | -2 | -2 |  | -2
FLO | FLO Home X5 Tungsten | FLO Home™ X5 | SCE | AC | 7.2 | 2024-07-01 | 2024-07-01 | Network Capable | NA | Single Port | Single Port, Standalone network capability | 2 | -2 | -2 | 1 | 0 | 0 | -2 | -2 | -2 | -2 | -2 | -2 | 1 | -2 | -2 | 0 | 0 | 2 | -1 | -1 | 1 | 0 | -2 | 1 | 1 | 1 | 1 | 0 | 0 | 0 | 0 | 0 | 0 | -1 | -1 | -1 | 1 | 1 | 1 | 0 | -1 | -1 | -2 | 0 | -2 | -2 | -2 | -2 | -2 | -2 | -2 | -2 | -2 | -2 | -2 | -2 | -2 | -2 | -2 | -2 | 0 | -2 | 0 | -2 | -2 | 0 | -2 | 0 | -1 | -1 | 0 | 0 | 0 | -2 | -2 | -2 | 0 | 0 | -1 | 0 | -2 | 0 | -2 | 0 | -2 | -2 | 0 | 1 | 0 | 0 | 2 | 0 | 0 | 0 | 0 | 0 | 0 | -2 | 0 | 0 | 0 | 1 | 0 | -2 | 0 | -2 | -2 | -2 | 0 | 1 | 1 | 1 | 1 | -2 | -2 |  | -2
FLO | SmartDC 100 | SmartDC™ 100 kW | SCE/PGE | DC | 100 | 2023-01-03 | 2023-01-03 | Network Capable | NA | 1x CCS1 connector 1x CHAdeMO connector | 1x CCS1 connector 1x CHAdeMO connector | -2 | 2 | -2 | -2 | -2 | -2 | 1 | 1 | 0 | 0 | -2 | -2 | -2 | 1 | -2 | 2 | -2 | 2 | -1 | -1 | 1 | -2 | 1 | 1 | 1 | 1 | 1 | 0 | 0 | 0 | 0 | 1 | 1 | -1 | -1 | -1 | 1 | 1 | 1 | 0 | -1 | -1 | -2 | 0 | -2 | -2 | -2 | -2 | -2 | -2 | -2 | -2 | -2 | -2 | -2 | -2 | -2 | -2 | -2 | -2 | -2 | 0 | 0 | -2 | -2 | 0 | -2 | 0 | -1 | -1 | 0 | 0 | 0 | -2 | -2 | -2 | 0 | 0 | -2 | 0 | -2 | -2 | 0 | -2 | 0 | 0 | 0 | 1 | 0 | 0 | 2 | -2 | 0 | 0 | 0 | 0 | 0 | -2 | 0 | 0 | 0 | 1 | 0 | -2 | 0 | -2 | -2 | -2 | 0 | -2 | -2 | 1 | 1 | -2 | -2 |  | 1
FLO | SmartDC 50 | SmartDC™ 50 kW | SCE/PGE | DC | 50 | 2023-01-03 | 2023-01-03 | Network Capable | NA | 1x CCS1 connector 1x CHAdeMO connector | 1x CCS1 connector 1x CHAdeMO connector;SDCV3-50-480-22-# | -2 | 2 | -2 | -2 | -2 | -2 | 1 | 1 | 0 | 0 | -2 | -2 | -2 | 1 | -2 | 2 | -2 | 2 | -1 | -1 | 1 | -2 | 1 | 1 | 1 | 1 | 1 | 0 | 0 | 0 | 0 | 1 | 1 | -1 | -1 | -1 | 1 | 1 | 1 | 0 | -1 | -1 | -2 | 0 | -2 | -2 | -2 | -2 | -2 | -2 | -2 | -2 | -2 | -2 | -2 | -2 | -2 | -2 | -2 | -2 | -2 | 0 | 0 | -2 | -2 | 0 | -2 | 0 | -1 | -1 | 0 | 0 | 0 | -2 | -2 | -2 | 0 | 0 | -2 | 0 | -2 | -2 | 0 | -2 | 0 | 0 | 0 | 1 | 0 | 0 | 2 | -2 | 0 | 0 | 0 | 0 | 0 | -2 | 0 | 0 | 0 | 1 | 0 | -2 | 0 | -2 | -2 | -2 | 0 | -2 | -2 | 1 | 1 | -2 | -2 |  | 1
FLO | SmartTWO | SmartTWO™ Series | SCE/PGE | AC | 7.2 | 2022-10-24 | 2022-10-24 | Network Capable | NA | Single Port | Single Port, Standalone network capability | 2 | -2 | -2 | 1 | 0 | 0 | -2 | -2 | -2 | -2 | -2 | -2 | 1 | -2 | -2 | 2 | 0 | 2 | -1 | -1 | 1 | 1 | -2 | 1 | 1 | 1 | 1 | 0 | 0 | 0 | 0 | 1 | 0 | -1 | -1 | -1 | 1 | 1 | 1 | 0 | -1 | -1 | -2 | 0 | -2 | -2 | -2 | -2 | -2 | -2 | -2 | -2 | -2 | -2 | -2 | -2 | -2 | -2 | -2 | -2 | 0 | -2 | 0 | -2 | -2 | 0 | -2 | 0 | 1 | -1 | 0 | 0 | 0 | -2 | -2 | -2 | 0 | 0 | -1 | 0 | -2 | 0 | -2 | 0 | -2 | -2 | 0 | 1 | 0 | 0 | 2 | 0 | 0 | 0 | 0 | 0 | 0 | -2 | 0 | 0 | 0 | 1 | 0 | -2 | 0 | -2 | -2 | -2 | 0 | 1 | 1 | 1 | 1 | -2 | -2 |  | 1
FLO | SmartTWO Cellular | SmartTWO™ Series | SCE/PGE | AC | 7.2 | 2022-10-24 | 2022-10-24 | Network Capable | NA | Single Port | Single Port, Standalone network capability | 2 | -2 | -2 | 1 | 0 | 0 | -2 | -2 | -2 | -2 | -2 | -2 | 1 | -2 | -2 | 2 | 0 | 2 | -1 | -1 | 1 | 1 | -2 | 1 | 1 | 1 | 1 | 0 | 0 | 0 | 0 | 1 | 0 | -1 | -1 | -1 | 1 | 1 | 1 | 0 | -1 | -1 | -2 | 0 | -2 | -2 | -2 | -2 | -2 | -2 | -2 | -2 | -2 | -2 | -2 | -2 | -2 | -2 | -2 | -2 | 0 | -2 | 0 | -2 | -2 | 0 | -2 | 0 | 1 | -1 | 0 | 0 | 0 | -2 | -2 | -2 | 0 | 0 | -1 | 0 | -2 | 0 | -2 | 0 | -2 | -2 | 0 | 1 | 0 | 0 | 2 | 0 | 0 | 0 | 0 | 0 | 0 | -2 | 0 | 0 | 0 | 1 | 0 | -2 | 0 | -2 | -2 | -2 | 0 | 1 | 1 | 1 | 1 | -2 | -2 |  | 1
FLO | SmartTWO For City Curbside | SmartTWO™ Series | SCE/PGE | AC | 7.2 | 2022-10-24 | 2022-10-24 | Network Capable | NA | Single Port | Single Port, Standalone network capability | 2 | -2 | -2 | 1 | 0 | 0 | -2 | -2 | -2 | -2 | -2 | -2 | 1 | -2 | -2 | 2 | 0 | 2 | -1 | -1 | 1 | 1 | -2 | 1 | 1 | 1 | 1 | 0 | 0 | 0 | 0 | 1 | 0 | -1 | -1 | -1 | 1 | 1 | 1 | 0 | -1 | -1 | -2 | 0 | -2 | -2 | -2 | -2 | -2 | -2 | -2 | -2 | -2 | -2 | -2 | -2 | -2 | -2 | -2 | -2 | 0 | -2 | 0 | -2 | -2 | 0 | -2 | 0 | 1 | -1 | 0 | 0 | 0 | -2 | -2 | -2 | 0 | 0 | -1 | 0 | -2 | 0 | -2 | 0 | -2 | -2 | 0 | 1 | 0 | 0 | 2 | 0 | 0 | 0 | 0 | 0 | 0 | -2 | 0 | 0 | 0 | 1 | 0 | -2 | 0 | -2 | -2 | -2 | 0 | 1 | 1 | 1 | 1 | -2 | -2 |  | 1
FLO | Ultra | Ultra | EPRI | DC | 320 | 2024-09-18 | 2024-09-18 | Fully Networked | FLO | Dual port. | Dual port. | -2 | 2 | -2 | -2 | 1 | -1 | 1 | -1 | 0 | 0 | -2 | -2 | -2 | 1 | -2 | 2 | -2 | 2 | -1 | -1 | 1 | -2 | 1 | 1 | 1 | 1 | 1 | 1 | 1 | 1 | 1 | 1 | 1 | -1 | -1 | -1 | 1 | 1 | 1 | -1 | -1 | -1 | -2 | 1 | 1 | -1 | -1 | 1 | -1 | 1 | 1 | 1 | 1 | 1 | -1 | -1 | 1 | 1 | 2 | 1 | -2 | 1 | 1 | 1 | 1 | 1 | 1 | 1 | -1 | 1 | 1 | 1 | 1 | 1 | 1 | 1 | 1 | 1 | -2 | 1 | 1 | -2 | 1 | -2 | 1 | 1 | 1 | 1 | 1 | 1 | 2 | -2 | 1 | 1 | 1 | 1 | 1 | 1 | 1 | 1 | 1 | 1 | 1 | 1 | 1 | 1 | 1 | 1 | 1 | -2 | -2 | 1 | 1 | -2 | -2 |  | -2
FLO |  |  | PGE | NETWORK | NA | 2022-10-24 | 2022-10-24 | Network Software | FLO Network |  |  | -2 | -2 | -2 | -2 | -2 | -2 | -2 | -2 | -2 | -2 | -2 | -2 | -2 | -2 | -2 | -2 | -2 | -2 | -2 | -2 | -2 | -2 | -2 | -2 | -2 | -2 | -2 | -2 | -2 | -2 | -2 | -2 | -2 | -2 | -2 | -2 | -2 | -2 | -2 | -2 | -2 | -2 | -2 | -2 | 1 | -1 | -1 | 1 | -2 | 0 | 0 | 0 | 0 | 0 | -1 | -1 | 0 | 1 | 2 | 0 | -2 | -2 | 0 | 0 | 0 | 0 | 0 | 0 | -2 | 0 | -2 | 0 | 0 | 0 | 0 | 0 | 0 | 0 | -2 | -2 | -2 | -2 | -2 | -2 | -2 | -2 | -2 | 1 | 0 | 0 | -2 | -2 | 0 | -2 | -2 | 0 | 0 | 0 | -2 | 0 | 0 | 1 | 0 | 0 | 0 | 1 | 1 | 0 | 0 | -2 | -2 | 1 | 1 | 1 | -1 |  | 1
Ford Motor Company | NL38-10C823-AA | Bidirectional CCS compatible residential Level 2 EVSE; Ford Charge Station Pro | PG&E | DC V2G | 19.2 | 2025-10-28 | 2025-10-28 | Network Capable |  |  |  | 2 | -2 | -2 | 0 | 0 | 0 | 1 | -2 | -2 | -2 | -2 | -2 | 0 | -2 | -2 | 0 | 0 | 0 | -1 | -1 | 0 | 0 | -2 | 0 | 0 | 0 | 0 | 1 | 0 | 0 | 0 | 0 | 0 | 0 | 0 | 0 | 0 | 0 | 0 | 0 | 0 | 0 | -2 | 0 | -2 | -2 | -2 | -2 | -2 | -2 | -2 | -2 | -2 | -2 | -2 | -2 | -2 | -2 | -2 | -2 | 0 | -2 | -2 | -2 | -2 | 0 | -2 | -2 | -2 | 0 | 0 | 0 | 0 | -2 | -2 | -2 | 0 | -2 | 0 | 0 | 0 | 0 | -2 | 0 | -2 | -2 | 0 | 0 | 0 | 0 | 2 | 0 | 1 | 0 | 0 | 0 | 0 | 0 | 0 | 0 | 0 | 0 | 0 | -2 | 0 | 0 | 0 | 0 | 0 | -2 | 1 | -1 | -1 | -2 | -2 |  | -2
Ford Motor Company | LJ98-10C823-AA ML98-10C823-AA | Ford Connected Charge Station | PG&E | AC | 11 | 2025-10-28 | 2025-10-28 | Non-Networked |  |  |  | 2 | -2 | -2 | 0 | 0 | 0 | -2 | -2 | -2 | -2 | -2 | -2 | 0 | -2 | -2 | 0 | 0 | 0 | -1 | -1 | 0 | 0 | -2 | 0 | 0 | 0 | 0 | 1 | 0 | 0 | 0 | 0 | 0 | 0 | 0 | 0 | 0 | 0 | 0 | 0 | 0 | 0 | -2 | 0 | -2 | -2 | -2 | -2 | -2 | -2 | -2 | -2 | -2 | -2 | -2 | -2 | -2 | -2 | -2 | -2 | 0 | -2 | -2 | -2 | -2 | 0 | -2 | -2 | -2 | 0 | 0 | 0 | 0 | -2 | -2 | -2 | 0 | -2 | 0 | 0 | 0 | 0 | -2 | 0 | -2 | -2 | 0 | 0 | 0 | 0 | 2 | 0 | 1 | 0 | 0 | 0 | 0 | 0 | 0 | 0 | 0 | 0 | 0 | -2 | 0 | 0 | 0 | 0 | 0 | -2 | -2 | -1 | -1 | -2 | -2 |  | -2
Ford Pro Charging | DC Charging Station 120kW | DC Charging Station 120kW | EPRI | DC | 120 | 2024-08-13 | 2024-08-13 | Fully Networked | Ford Pro | Dual Port | Dual port. | -2 | 2 | -2 | -2 | -2 | -2 | 1 | -1 | -1 | 1 | -2 | -2 | -2 | 1 | -2 | 2 | -2 | 2 | -1 | -1 | 1 | -2 | 1 | 1 | 0 | 0 | 0 | 0 | 0 | 0 | 0 | 0 | 1 | -1 | -1 | -1 | 1 | 1 | 1 | -1 | -1 | -1 | -2 | -1 | 1 | -1 | -1 | 1 | -1 | 1 | -1 | -1 | -1 | -1 | -1 | -1 | -1 | 1 | -1 | 0 | -2 | 1 | 1 | 1 | 1 | 1 | -1 | 1 | 1 | 1 | 1 | -1 | -1 | -1 | -1 | -1 | -1 | -1 | -2 | -1 | -1 | -2 | 1 | -2 | -1 | -1 | 1 | 1 | 1 | 1 | 2 | -2 | 1 | 1 | 1 | 1 | -1 | -1 | 1 | 1 | 1 | 1 | 1 | -1 | 1 | 1 | 1 | 1 | 0 | -2 | -2 | 1 | -1 | -2 | -2 |  | -2
Ford Pro Charging | DC Charging Station 240kW | DC Charging Station 240kW | EPRI | DC | 240 | 2024-08-13 | 2024-08-13 | Fully Networked | Ford Pro | Dual Port | Dual port. | -2 | 2 | -2 | -2 | -2 | -2 | 1 | -1 | -1 | 1 | -2 | -2 | -2 | 1 | -2 | 2 | -2 | 2 | -1 | -1 | 1 | -2 | 1 | 1 | 0 | 0 | 0 | 0 | 0 | 0 | 0 | 0 | 1 | -1 | -1 | -1 | 1 | 1 | 1 | -1 | -1 | -1 | -2 | -1 | 1 | -1 | -1 | 1 | -1 | 1 | -1 | -1 | -1 | -1 | -1 | -1 | -1 | 1 | -1 | 0 | -2 | 1 | 1 | 1 | 1 | 1 | -1 | 1 | 1 | 1 | 1 | -1 | -1 | -1 | -1 | -1 | -1 | -1 | -2 | -1 | -1 | -2 | 1 | -2 | -1 | -1 | 1 | 1 | 1 | 1 | 2 | -2 | 1 | 1 | 1 | 1 | -1 | -1 | 1 | 1 | 1 | 1 | 1 | -1 | 1 | 1 | 1 | 1 | 0 | -2 | -2 | 1 | -1 | -2 | -2 |  | -2
Ford Pro Charging | FPC-AC0048ZC-### | Ford Pro AC Charging Station, 48A Series 2 | EPRI | AC | 11.5 | 2024-09-23 | 2024-09-23 | Fully Networked | Ford Pro | Single Port | Single Port. | 2 | -2 | -2 | 1 | -1 | -1 | -2 | -2 | -2 | -2 | -2 | -2 | 1 | -2 | -2 | 2 | 0 | 2 | -1 | -1 | 1 | 1 | -2 | 1 | 1 | 1 | 1 | 0 | 0 | 0 | 0 | 0 | 1 | -1 | -1 | -1 | 1 | 1 | 1 | -1 | -1 | -1 | -2 | -1 | 1 | -1 | -1 | 1 | -2 | 1 | -1 | -1 | -1 | -1 | -1 | -1 | -1 | 1 | 2 | 0 | -1 | -2 | -1 | 1 | -1 | -1 | -1 | -1 | 1 | 1 | -1 | -1 | -1 | -1 | -1 | -1 | -1 | -1 | 1 | -1 | -1 | 1 | -2 | 1 | -2 | -2 | -1 | 1 | 1 | 1 | 2 | 2 | 1 | 1 | 1 | 1 | -1 | -1 | 1 | 1 | 1 | 1 | 1 | -1 | 1 | -1 | -1 | 1 | 0 | -1 | 1 | 1 | -1 | -2 | -2 |  | 1
Ford Pro Charging | FPC-AC0080ZC-U## | Ford Pro AC Charging Station, Series 2 | EPRI | AC | 19.2 | 2024-07-01 | 2024-07-01 | Fully Networked | Ford Pro | Single Port | Single Port NRTL Listed as EX-1193-1 | 2 | -2 | -2 | 1 | -1 | -1 | -2 | -2 | -2 | -2 | -2 | -2 | 1 | -2 | -2 | 2 | 0 | 2 | -1 | -1 | 1 | 1 | -2 | 1 | 1 | 1 | 1 | 0 | 0 | 0 | 0 | 0 | 1 | -1 | -1 | -1 | 1 | 1 | 1 | -1 | -1 | -1 | -2 | -1 | 1 | -1 | -1 | 1 | -1 | 1 | -1 | -1 | 1 | 1 | -1 | -1 | 1 | 1 | -1 | 0 | 1 | -2 | 1 | 1 | 1 | 1 | 1 | 1 | 1 | 1 | 0 | -1 | 1 | 1 | 1 | 1 | 1 | 1 | 1 | -1 | -1 | 1 | -2 | 1 | -2 | -2 | 1 | 1 | 1 | 1 | 2 | 2 | 1 | 1 | -1 | 1 | 1 | 1 | 1 | 1 | 1 | 1 | 1 | 1 | 1 | 1 | 1 | 1 | 0 | -1 | 1 | 1 | -1 | -2 | -2 |  | -2
Ford Pro Charging | FPC-DC0240AA-U## |  | PGE | DC | 240 | 2024-07-01 | 2024-07-01 | Fully Networked | Ford Pro |  | (Dealership only) | -2 | 2 | -2 | -2 | -2 | -2 | 1 | 0 | 0 | 0 | -2 | -2 | -2 | 1 | -2 | 2 | -2 | 2 | -1 | -1 | 1 | -2 | 1 | 1 | 1 | 1 | 1 | 0 | 0 | 0 | 0 | 1 | 1 | -1 | -1 | -1 | 1 | 1 | 1 | 1 | -1 | -1 | -2 | 1 | 1 | -1 | -1 | 1 | -2 | 0 | 0 | 0 | 0 | 0 | -1 | -1 | 0 | 1 | -1 | 0 | -2 | 0 | 0 | 0 | 0 | 0 | 0 | 0 | 0 | 0 | 0 | 0 | 0 | 0 | 0 | 0 | 0 | 0 | -2 | 0 | -2 | -2 | 0 | -2 | 0 | 0 | 0 | 0 | 0 | 0 | 2 | -2 | 0 | 0 | 0 | 0 | 0 | 0 | 0 | 0 | 0 | 0 | 0 | 0 | 0 | 0 | 0 | 0 | 0 | -2 | -2 | 1 | -1 | -2 | -2 |  | -2
Ford Pro Charging | NL38-10C823-AA | 80A Fleet | Eversource CT | AC | 19.2 | 2025-12-08 | 2025-12-08 | Network Capable |  |  |  | 2 | -2 | -2 | 0 | 0 | 0 | -2 | -2 | -2 | -2 | -2 | -2 | 0 | -2 | -2 | 0 | 0 | 0 | -1 | -1 | 0 | 0 | -2 | 0 | 0 | 0 | 0 | 0 | 0 | 0 | 0 | 0 | 0 | 0 | 0 | 0 | 0 | 0 | 0 | 0 | 0 | 0 | -2 | 0 | -2 | -2 | -2 | -2 | -2 | -2 | -2 | -2 | -2 | -2 | -2 | -2 | -2 | -2 | -2 | -2 | 0 | -2 | -2 | -2 | -2 | 0 | -2 | -2 | -2 | 0 | 0 | 0 | 0 | -2 | -2 | -2 | 0 | -2 | 0 | 0 | 0 | 0 | -2 | 0 | -2 | -2 | 0 | 0 | 0 | 0 | 0 | 0 | 0 | 0 | 0 | 0 | 0 | 0 | 0 | 0 | 0 | 0 | 0 | -2 | 0 | 0 | 0 | 0 | 0 | -2 | 0 | -2 | -2 | -2 | -2 |  | 1
Ford Pro Charging | FPC-AC0011ZC-U## |  | EPRI/PGE | AC | 11.5 | 2024-07-01 | 2024-07-01 | Fully Networked | Ford Pro | Single Port | Single Port NRTL listed as Siemens 8EM1314-5CG14-2FA2 | 2 | -2 | -2 | 1 | 0 | 0 | -2 | -2 | -2 | -2 | -2 | -2 | 1 | -2 | -2 | 2 | 0 | 2 | -1 | -1 | 1 | 1 | -2 | 1 | 1 | 1 | 1 | 0 | 0 | 0 | 0 | 1 | 1 | -1 | -1 | -1 | 1 | 1 | 1 | -1 | -1 | -1 | -2 | -1 | 1 | -1 | -1 | 1 | -2 | -1 | -1 | -1 | 1 | 1 | -1 | -1 | 1 | 1 | -1 | -2 | 1 | -2 | -1 | 1 | -1 | -1 | 1 | 1 | 1 | 1 | 0 | 0 | 0 | 0 | 0 | 0 | 0 | 0 | 1 | -1 | -2 | 1 | -2 | 1 | -2 | -2 | -1 | -1 | -1 | -1 | 2 | 2 | 1 | 1 | 0 | 1 | 0 | 1 | 1 | 1 | 1 | 1 | 1 | 1 | 1 | -1 | -1 | 1 | 0 | -1 | 1 | 1 | -1 | -2 | -2 |  | -2
Ford Pro Charging | FPC-AC0019ZC-U## |  | EPRI/PGE | AC | 19.2 | 2024-07-01 | 2024-07-01 | Fully Networked | Ford Pro | Single Port | Single Port NRTL listed as LiteOn EX 1193 XXXX certified models | 2 | -2 | -2 | 1 | 0 | 0 | -2 | -2 | -2 | -2 | -2 | -2 | 1 | -2 | -2 | 2 | 0 | 2 | -1 | -1 | 1 | 1 | -2 | 1 | 1 | 1 | 1 | 0 | 0 | 0 | 0 | 1 | 1 | -1 | -1 | -1 | 1 | 1 | 1 | -1 | -1 | -1 | -2 | -1 | 1 | -1 | -1 | 1 | -2 | -1 | -1 | -1 | 1 | 1 | -1 | -1 | 1 | 1 | -1 | -2 | 1 | -2 | -1 | 1 | -1 | -1 | 1 | 1 | 1 | 1 | 0 | 0 | 0 | 0 | 0 | 0 | 0 | 0 | 1 | -1 | -2 | 1 | -2 | 1 | -2 | -2 | -1 | -1 | -1 | -1 | 2 | 2 | 1 | 1 | 0 | 1 | 0 | 1 | 1 | 1 | 1 | 1 | 1 | 1 | 1 | -1 | -1 | 1 | 0 | -1 | 1 | 1 | -1 | -2 | -2 |  | -2
Ford Pro Charging | FPC-DC0060AA-U## |  | EPRI/PGE | DC | 60 | 2023-08-21 | 2023-08-21 | Fully Networked | Ford Pro | Single or dual port | Single or Dual Port 2x CCS1 connector . NRTL listed as Power Electronics NB060SU20 | -2 | 2 | -2 | -2 | -2 | -2 | 1 | 0 | 0 | 0 | -2 | -2 | -2 | 1 | -2 | 2 | -2 | 2 | -1 | -1 | 1 | -2 | 1 | 1 | 1 | 1 | 1 | 0 | 0 | 0 | 0 | 1 | 1 | -1 | -1 | -1 | 1 | 1 | 1 | 1 | -1 | -1 | -2 | 1 | 1 | -1 | -1 | 1 | -2 | -1 | -1 | -1 | 1 | 1 | -1 | -1 | 1 | 1 | -1 | -2 | -2 | 1 | -1 | 1 | -1 | -1 | 1 | 1 | 1 | 1 | 0 | 0 | 0 | 0 | 0 | 0 | 0 | 0 | -2 | -1 | -2 | -2 | 1 | -2 | -1 | 1 | -1 | -1 | -1 | -1 | 2 | -2 | 1 | 1 | 0 | 1 | 0 | 1 | 1 | 1 | 1 | 1 | 1 | 1 | 1 | -1 | -1 | 1 | 0 | -2 | -2 | 1 | -1 | -2 | -2 |  | -2
Ford Pro Charging | FPC-DC0120AA-U## |  | EPRI/PGE | DC | 120 | 2023-08-21 | 2023-08-21 | Fully Networked | Ford Pro | Single Port | 2x CCS1 200A or 300A connector NRTL listed as Power Electronics NB120SU20 | -2 | 2 | -2 | -2 | -2 | -2 | 1 | 0 | 0 | 0 | -2 | -2 | -2 | 1 | -2 | 2 | -2 | 2 | -1 | -1 | 1 | -2 | 1 | 1 | 1 | 1 | 1 | 0 | 0 | 0 | 0 | 1 | 1 | -1 | -1 | -1 | 1 | 1 | 1 | 1 | -1 | -1 | -2 | 1 | 1 | -1 | -1 | 1 | -2 | -1 | -1 | -1 | 1 | 1 | -1 | -1 | 1 | 1 | -1 | -2 | -2 | 1 | -1 | 1 | -1 | -1 | 1 | 1 | 1 | 1 | 0 | 0 | 0 | 0 | 0 | 0 | 0 | 0 | -2 | -1 | -2 | -2 | 1 | -2 | -1 | 1 | -1 | -1 | -1 | -1 | 2 | -2 | 1 | 1 | 0 | 1 | 0 | 1 | 1 | 1 | 1 | 1 | 1 | 1 | 1 | -1 | -1 | 1 | 0 | -2 | -2 | 1 | -1 | -2 | -2 |  | -2
Ford Pro Charging |  |  | EPRI/PGE | NETWORK | NA | 2024-07-01 | 2023-08-21 | Network Software | Ford Pro |  |  | -2 | -2 | -2 | -2 | -2 | -2 | -2 | -2 | -2 | -2 | -2 | -2 | -2 | -2 | -2 | -2 | -2 | -2 | -2 | -2 | -2 | -2 | -2 | -2 | -2 | -2 | -2 | -2 | -2 | -2 | -2 | -2 | -2 | -2 | -2 | -2 | -2 | -2 | -2 | -2 | -2 | -2 | -2 | -2 | 1 | -1 | -1 | 1 | -2 | -1 | -1 | -1 | 1 | 1 | -1 | -1 | 1 | 1 | -1 | 0 | -2 | -2 | -1 | 1 | -1 | -1 | 1 | 1 | -2 | 1 | -2 | 0 | 0 | 0 | 0 | 0 | 0 | 0 | -2 | -2 | -2 | -2 | -2 | -2 | -2 | -2 | -2 | -1 | -1 | -1 | -2 | -2 | 1 | -2 | -2 | 1 | 0 | 1 | -2 | 1 | 1 | 1 | 1 | 1 | 1 | -1 | -1 | 1 | 0 | -2 | -2 | 1 | -1 | 1 | -1 |  | 1
FractalEV | FR-802E1DRNAK | FR-80 (ISO) | EPRI | AC | 19.2 | 2025-11-20 | 2025-11-07 | Network Capable | NA | Single Port | Single port | 2 | -2 | -2 | 1 | -1 | 1 | -2 | -2 | -2 | -2 | -2 | -2 | 1 | -2 | -2 | 2 | 0 | 2 | -1 | 2 | 1 | 1 | -2 | 1 | 1 | 1 | 1 | 1 | 1 | 1 | 1 | 1 | 1 | -1 | -1 | -1 | 1 | 1 | 1 | 1 | -1 | -1 | -2 | 1 | -2 | -2 | -2 | -2 | -2 | -2 | -2 | -2 | -2 | -2 | -2 | -2 | -2 | -2 | -2 | -2 | 1 | -2 | 1 | -2 | -2 | 1 | -2 | -1 | -1 | 1 | 1 | 1 | 1 | -2 | -2 | -2 | 1 | 1 | 1 | -1 | -1 | 1 | -2 | 1 | -2 | -2 | -1 | -1 | -1 | -1 | 2 | 2 | 1 | 1 | -1 | 1 | -1 | -1 | 1 | 1 | 1 | 1 | 1 | -2 | 1 | 1 | 1 | -1 | 1 | -1 | 1 | 1 | -1 | -2 | -2 |  | -2
FractalEV | FR-482E1DRNAK | FR-48 (ISO) | EPRI | AC | 11.5 | 2025-11-20 | 2025-11-07 | Network Capable | NA | Single Port | Single port | 2 | -2 | -2 | 1 | -1 | 1 | -2 | -2 | -2 | -2 | -2 | -2 | 1 | -2 | -2 | 2 | 0 | 2 | -1 | 2 | 1 | 1 | -2 | 1 | 1 | 1 | 1 | 1 | 1 | 1 | 1 | 1 | 1 | -1 | -1 | -1 | 1 | 1 | 1 | 1 | -1 | -1 | -2 | 1 | -2 | -2 | -2 | -2 | -2 | -2 | -2 | -2 | -2 | -2 | -2 | -2 | -2 | -2 | -2 | -2 | 1 | -2 | 1 | -2 | -2 | 1 | -2 | -1 | -1 | 1 | 1 | 1 | 1 | -2 | -2 | -2 | 1 | 1 | 1 | -1 | -1 | 1 | -2 | 1 | -2 | -2 | -1 | -1 | -1 | -1 | 2 | 2 | 1 | 1 | -1 | 1 | -1 | -1 | 1 | 1 | 1 | 1 | 1 | -2 | 1 | 1 | 1 | -1 | 1 | -1 | 1 | 1 | -1 | -2 | -2 |  | -2
FractalEV | FR-482C1DRNAJ | FR-48 | EPRI | AC | 11.5 | 2025-11-20 | 2024-07-12 | Network Capable | NA | Single Port | Single port | 2 | -2 | -2 | 1 | -1 | -1 | -2 | -2 | -2 | -2 | -2 | -2 | 1 | -2 | -2 | 2 | 0 | 2 | -1 | 2 | 1 | 1 | -2 | 1 | 1 | 1 | 1 | 1 | 1 | 1 | 1 | 1 | 1 | -1 | -1 | -1 | 1 | 1 | 1 | -1 | -1 | -1 | -2 | -1 | -2 | -2 | -2 | -2 | -2 | -2 | -2 | -2 | -2 | -2 | -2 | -2 | -2 | -2 | -2 | -2 | 1 | -2 | -1 | -2 | -2 | 1 | -2 | -1 | -1 | -1 | 1 | -1 | -1 | -2 | -2 | -2 | -1 | -1 | 1 | -1 | -1 | 1 | -2 | 1 | -2 | -2 | -1 | 1 | 1 | 1 | 2 | 2 | -1 | -1 | -1 | 1 | -1 | -1 | 1 | 1 | 1 | 1 | 1 | -2 | 1 | -2 | -2 | -2 | 0 | -1 | 1 | 1 | -1 | -2 | -2 |  | -2
FractalEV | FR-802C1DRNAJ | FR-80 | EPRI | AC | 19.2 | 2025-11-20 | 2024-07-12 | Network Capable | NA | Single Port | Single port | 2 | -2 | -2 | 1 | -1 | -1 | -2 | -2 | -2 | -2 | -2 | -2 | 1 | -2 | -2 | 2 | 0 | 2 | -1 | 2 | 1 | 1 | -2 | 1 | 1 | 1 | 1 | 1 | 1 | 1 | 1 | 1 | 1 | -1 | -1 | -1 | 1 | 1 | 1 | -1 | -1 | -1 | -2 | -1 | -2 | -2 | -2 | -2 | -2 | -2 | -2 | -2 | -2 | -2 | -2 | -2 | -2 | -2 | -2 | -2 | 1 | -2 | -1 | -2 | -2 | 1 | -2 | -1 | -1 | -1 | 1 | -1 | -1 | -2 | -2 | -2 | -1 | -1 | 1 | -1 | -1 | 1 | -2 | 1 | -2 | -2 | -1 | 1 | 1 | 1 | 2 | 2 | -1 | -1 | -1 | 1 | -1 | -1 | 1 | 1 | 1 | 1 | 1 | -2 | 1 | -2 | -2 | -2 | 0 | -1 | 1 | 1 | -1 | -2 | -2 |  | -2
Free2Move |  |  | Eversource CT | NETWORK | NA | 2025-12-08 | 2025-12-08 | Network Software | Free2Move |  |  | -2 | -2 | -2 | -2 | -2 | -2 | -2 | -2 | -2 | -2 | -2 | -2 | -2 | -2 | -2 | -2 | -2 | -2 | -2 | -2 | -2 | -2 | -2 | -2 | -2 | -2 | -2 | -2 | -2 | -2 | -2 | -2 | -2 | -2 | -2 | -2 | -2 | -2 | -2 | -2 | -2 | -2 | -2 | -2 | 0 | 0 | 0 | 0 | 0 | 0 | 0 | 0 | 0 | 0 | 0 | 0 | 0 | 0 | 0 | 0 | -2 | -2 | 0 | 0 | 0 | 0 | 0 | 0 | -2 | 0 | -2 | 0 | 0 | 0 | 0 | 0 | 0 | 0 | -2 | -2 | -2 | -2 | -2 | -2 | -2 | -2 | 0 | 0 | 0 | 0 | -2 | -2 | 0 | -2 | -2 | 0 | 0 | 0 | -2 | 0 | 0 | 0 | 0 | 0 | 0 | 0 | 0 | 0 | 0 | -2 | -2 | -2 | -2 | 0 | 0 |  | 1
Free2Move | E21CA180Dx | 48A Charger | EPRI | AC | 11 | 2024-10-30 | 2022-12-01 | Network Capable | NA | Single Port | Single Port, Standalone network capability; OCA Full and Security certificates under software version V1.00 | 2 | -2 | -2 | 1 | 1 | 1 | -2 | -2 | -2 | -2 | -2 | -2 | 1 | -2 | -2 | 2 | 0 | 2 | -1 | -1 | 1 | 1 | -2 | 1 | 1 | 1 | 1 | 1 | 1 | 1 | 1 | 1 | 1 | -1 | 2 | 2 | 1 | 1 | 1 | 1 | -1 | -1 | -2 | 1 | -2 | -2 | -2 | -2 | -2 | -2 | -2 | -2 | -2 | -2 | -2 | -2 | -2 | -2 | -2 | -2 | -1 | -2 | -1 | -2 | -2 | -1 | -2 | -1 | 1 | 1 | 0 | 0 | 0 | -2 | -2 | -2 | 0 | 0 | 1 | 1 | 1 | 1 | -2 | 1 | -2 | -2 | 1 | 1 | 1 | 1 | 2 | 2 | 1 | 1 | 1 | 1 | 1 | -2 | 1 | 1 | 1 | 1 | 1 | -2 | 1 | -2 | -2 | -2 | 0 | -1 | 1 | 1 | -1 | -2 | -2 |  | 1
Free2Move | E21CH012## |  | EPRI | AC | 11 | 2024-10-30 | 2022-12-01 | Network Capable | NA | Single Port | Single Port, Standalone network capability; OCA Full and Security certificates under software version V1.00 | 2 | -2 | -2 | 1 | 1 | 1 | -2 | -2 | -2 | -2 | -2 | -2 | 1 | -2 | -2 | 2 | 0 | 2 | -1 | -1 | 1 | 1 | -2 | 1 | 1 | 1 | 1 | 1 | 1 | 1 | 1 | 1 | 1 | -1 | 2 | 2 | 1 | 1 | 1 | 1 | -1 | -1 | -2 | 1 | -2 | -2 | -2 | -2 | -2 | -2 | -2 | -2 | -2 | -2 | -2 | -2 | -2 | -2 | -2 | -2 | -1 | -2 | -1 | -2 | -2 | -1 | -2 | -1 | 1 | 1 | 0 | 0 | 0 | -2 | -2 | -2 | 0 | 0 | 1 | 1 | 1 | 1 | -2 | 1 | -2 | -2 | 1 | 1 | 1 | 1 | 2 | 2 | 1 | 1 | 1 | 1 | 1 | -2 | 1 | 1 | 1 | 1 | 1 | -2 | 1 | -2 | -2 | -2 | 0 | -1 | 1 | 1 | -1 | -2 | -2 |  | -2
Free2Move | E21CH019Dx | 80A Charger | EPRI | AC | 19.1 | 2024-10-30 | 2024-07-01 | Network Capable | NA | Single Port | Single Port, Standalone network capability | 2 | -2 | -2 | 1 | 1 | 1 | -2 | -2 | -2 | -2 | -2 | -2 | 1 | -2 | -2 | 2 | 0 | 2 | -1 | -1 | 1 | 1 | -2 | 1 | 1 | 1 | 1 | 1 | 1 | 1 | 1 | 1 | 1 | -1 | -1 | -1 | 1 | 1 | 1 | 1 | -1 | -1 | -2 | 1 | -2 | -2 | -2 | -2 | -2 | -2 | -2 | -2 | -2 | -2 | -2 | -2 | -2 | -2 | -2 | -2 | -1 | -2 | -1 | -2 | -2 | -1 | -2 | -1 | 1 | -1 | 0 | 0 | 0 | -2 | -2 | -2 | 0 | 0 | 1 | 1 | 1 | 1 | -2 | 1 | -2 | -2 | 1 | 1 | 1 | 1 | 2 | 2 | 1 | 1 | 1 | 1 | 1 | -2 | 1 | 1 | 1 | 1 | 1 | -2 | 1 | -2 | -2 | -2 | 0 | -1 | 1 | 1 | -1 | -2 | -2 |  | 1
Free2Move | E21CH060Dx |  | EPRI | DC | 60 | 2022-12-01 | 2022-12-01 | Network Capable | NA | 1x CCS1 connector 1x CHAdeMO connector | 1x CCS1 connector 1x CHAdeMO connector | -2 | 2 | -2 | -2 | -2 | -2 | 1 | 1 | 0 | 0 | -2 | -2 | -2 | 1 | -2 | 2 | -2 | 2 | -1 | -1 | 1 | -2 | 1 | 1 | 1 | 1 | 1 | 0 | 0 | 0 | 0 | 1 | 1 | -1 | -1 | -1 | 1 | 1 | 1 | 1 | -1 | -1 | -2 | 1 | -2 | -2 | -2 | -2 | -2 | -2 | -2 | -2 | -2 | -2 | -2 | -2 | -2 | -2 | -2 | -2 | -2 | -1 | -1 | -2 | -2 | -1 | -2 | -1 | 1 | 1 | 0 | 0 | 0 | -2 | -2 | -2 | 0 | 0 | -2 | 1 | 1 | -2 | 1 | -2 | 1 | 1 | 1 | 1 | 1 | 1 | 2 | -2 | 1 | 1 | 1 | 1 | 1 | -2 | 1 | 1 | 1 | 1 | 1 | -2 | 1 | -2 | -2 | -2 | 0 | -2 | -2 | 1 | -1 | -2 | -2 |  | 1
Free2Move | E21CH180## |  | EPRI/PGE | DC | 180 | 2022-10-24 | 2022-10-24 | Network Capable | NA | 1x CCS1 connector 1x CHAdeMO connector | 1x CCS1 connector 1x CHAdeMO connector; OCA Full and Security certificates under software version V1.00 | -2 | 2 | -2 | -2 | -2 | -2 | 1 | 1 | 0 | 0 | -2 | -2 | -2 | 1 | -2 | 2 | -2 | -1 | -1 | -1 | 1 | -2 | 1 | 1 | 1 | 1 | 1 | 0 | 0 | 0 | 0 | 1 | 1 | -1 | 2 | 2 | 1 | 1 | 1 | 1 | -1 | -1 | -2 | 1 | -2 | -2 | -2 | -2 | -2 | -2 | -2 | -2 | -2 | -2 | -2 | -2 | -2 | -2 | -2 | -2 | -2 | -1 | -1 | -2 | -2 | -1 | -2 | -1 | 1 | 1 | 0 | 0 | 0 | -2 | -2 | -2 | 0 | 0 | -2 | 1 | 1 | -2 | 1 | -2 | 1 | 1 | 1 | 1 | 1 | 1 | 2 | -2 | 1 | 1 | 1 | 1 | 1 | -2 | 1 | 1 | 1 | 1 | 1 | -2 | 1 | -2 | -2 | -2 | 0 | -2 | -2 | 1 | -1 | -2 | -2 |  | 1
Freewire | 900-00151-XX | Boost 150 | EPRI | DC | 150 | 2024-07-01 | 2024-07-01 | Network Capable | N/A |  | Battery integrated DCFC | -2 | 2 | -2 | -2 | -2 | -2 | 1 | 0 | 0 | 0 | -2 | -2 | -2 | 1 | -2 | 2 | -2 | -1 | -1 | -1 | 1 | -2 | 1 | 1 | 1 | 1 | 1 | 0 | 0 | 0 | 0 | 0 | 1 | -1 | -1 | -1 | 1 | 1 | 1 | -1 | -1 | -1 | -2 | -1 | -2 | -2 | -2 | -2 | -2 | -2 | -2 | -2 | -2 | -2 | -2 | -2 | -2 | -2 | -2 | -2 | -2 | 1 | 1 | -2 | -2 | 1 | -2 | 1 | 1 | 1 | 0 | 0 | 0 | -2 | -2 | -2 | 0 | 0 | -2 | 1 | 1 | -2 | 1 | -2 | 1 | 1 | 1 | 1 | 1 | 1 | 2 | -2 | 1 | 1 | 0 | 1 | -1 | -1 | 1 | 1 | 1 | 1 | 1 | -2 | 1 | -2 | -2 | -2 | 0 | -2 | -2 | 1 | -1 | -2 | -2 |  | 1
Freewire | Boost 200 | Boost Charger 200 | EPRI | DC | 200 | 2024-07-01 | 2024-07-01 | Network Capable | NA | 1x CCS1 connector 1x CHAdeMO connector | 1x CCS1 connector 1x CHAdeMO connector | -2 | 2 | -2 | -2 | -2 | -2 | 1 | 1 | 0 | 0 | -2 | -2 | -2 | 1 | -2 | 2 | -2 | -1 | -1 | -1 | 1 | -2 | 1 | 1 | 1 | 1 | 1 | 0 | 0 | 0 | 0 | 1 | 1 | -1 | -1 | -1 | 1 | 1 | 1 | -1 | -1 | -1 | -2 | -1 | -2 | -2 | -2 | -2 | -2 | -2 | -2 | -2 | -2 | -2 | -2 | -2 | -2 | -2 | -2 | -2 | -2 | 1 | 1 | -2 | -2 | 1 | -2 | 1 | 1 | 1 | 1 | 0 | 0 | -2 | -2 | -2 | 0 | 0 | -2 | 1 | 1 | -2 | 1 | -2 | 1 | 1 | 1 | 1 | 1 | 1 | 2 | -2 | 1 | 1 | -1 | 1 | -1 | -2 | 1 | 1 | 1 | 1 | 1 | -2 | 1 | -2 | -2 | -2 | 0 | -2 | -2 | 1 | -1 | -2 | -2 |  | -2
FutureEV |  |  | Eversource CT | NETWORK | NA | 2025-12-08 | 2025-12-08 | Network Software | FutureEV |  |  | -2 | -2 | -2 | -2 | -2 | -2 | -2 | -2 | -2 | -2 | -2 | -2 | -2 | -2 | -2 | -2 | -2 | -2 | -2 | -2 | -2 | -2 | -2 | -2 | -2 | -2 | -2 | -2 | -2 | -2 | -2 | -2 | -2 | -2 | -2 | -2 | -2 | -2 | -2 | -2 | -2 | -2 | -2 | -2 | 0 | 0 | 0 | 0 | 0 | 0 | 0 | 0 | 0 | 0 | 0 | 0 | 0 | 0 | 0 | 0 | -2 | -2 | 0 | 0 | 0 | 0 | 0 | 0 | -2 | 0 | -2 | 0 | 0 | 0 | 0 | 0 | 0 | 0 | -2 | -2 | -2 | -2 | -2 | -2 | -2 | -2 | 0 | 0 | 0 | 0 | -2 | -2 | 0 | -2 | -2 | 0 | 0 | 0 | -2 | 0 | 0 | 0 | 0 | 0 | 0 | 0 | 0 | 0 | 0 | -2 | -2 | -2 | -2 | 0 | 0 |  | 1
G9EV | JB3.0-XXX | Legacy | EPRI | AC | 19.2 | 2024-11-01 | 2024-11-01 | Network Capable |  | 1 or 2 ports | 1 or 2 ports. In model number xxx represents two digits of output amperage & 1 digit signifying port quantity | 2 | -2 | -2 | 1 | -1 | -1 | -2 | -2 | -2 | -2 | -2 | -2 | -1 | -2 | -2 | 2 | 0 | 2 | -1 | -1 | 1 | -1 | -2 | 1 | 1 | 1 | 1 | 1 | 1 | 1 | 1 | 1 | 1 | -1 | -1 | -1 | 1 | 1 | 1 | -1 | -1 | -1 | -1 | -1 | -2 | -2 | -2 | -2 | -2 | -2 | -2 | -2 | -2 | -2 | -2 | -2 | -2 | -2 | -2 | -2 | -1 | -2 | -2 | -2 | -2 | -1 | -2 | -2 | -2 | -1 | -1 | -1 | -1 | -2 | -2 | -2 | -2 | -2 | 1 | 1 | 1 | 1 | -2 | 1 | -2 | -2 | -1 | -1 | -1 | -1 | 2 | 2 | 1 | -1 | -1 | 1 | -1 | -2 | 1 | 1 | 1 | 1 | 1 | -2 | 1 | -2 | -2 | -2 | 1 | -1 | 1 | -1 | -1 | -2 | -2 |  | 1
Gateway International 360 | GW-EV75/XXX | GW-EV75/XXX | EPRI | AC | 11.5 | 2025-09-04 | 2025-09-04 | Network Capable | N/A | Single Port | Single port. | 2 | -2 | -2 | 1 | -1 | 1 | -2 | -2 | -2 | -2 | -2 | -2 | 1 | -2 | -2 | 2 | 0 | 2 | -1 | -1 | 1 | 1 | -2 | 1 | 1 | 1 | 1 | 1 | 1 | 1 | 1 | 1 | 1 | -1 | -1 | -1 | 1 | 1 | 1 | 1 | -1 | -1 | -2 | 1 | -2 | -2 | -2 | -2 | -2 | -2 | -2 | -2 | -2 | -2 | -2 | -2 | -2 | -2 | -2 | -2 | 1 | -2 | 1 | -2 | -2 | -1 | -2 | 1 | 1 | 1 | 1 | -1 | 1 | -2 | -2 | -2 | 1 | 1 | 1 | -1 | -1 | 1 | -2 | 1 | -2 | -2 | 1 | 1 | 1 | 1 | 2 | 2 | 1 | 1 | -1 | 1 | -1 | -1 | -1 | 1 | 1 | 1 | 1 | -2 | 1 | -2 | -2 | -2 | 1 | -1 | 1 | -1 | -1 | -2 | -2 |  | -2
Gateway International 360 | GW-EV3000/XXX | GW-EV3000/XXX | EPRI | DC | 30 | 2024-07-01 | 2024-07-01 | Network Capable | NA | 1x CCS1 connector 1x CHAdeMO connector | 1x CCS1 connector 1x CHAdeMO connector | -2 | 2 | -2 | -2 | -2 | -2 | 1 | 1 | 0 | 0 | -2 | -2 | -2 | 1 | -2 | 2 | -2 | 2 | -1 | -1 | 1 | -2 | 1 | 1 | 1 | 1 | 1 | 0 | 0 | 0 | 0 | 1 | 1 | -1 | -1 | -1 | 1 | 1 | 1 | 1 | -1 | -1 | -2 | 1 | -2 | -2 | -2 | -2 | -2 | -2 | -2 | -2 | -2 | -2 | -2 | -2 | -2 | -2 | -2 | -2 | -2 | -1 | -1 | -2 | -2 | -1 | -2 | -1 | -1 | 1 | 0 | 0 | 0 | -2 | -2 | -2 | 0 | 0 | -2 | 1 | 1 | -2 | 1 | -2 | 1 | 1 | 1 | 1 | 1 | 1 | 2 | -2 | 1 | 1 | 1 | 1 | 1 | -2 | 1 | 1 | 1 | 1 | 1 | -2 | 1 | -2 | -2 | -2 | 0 | -2 | -2 | -1 | -1 | -2 | -2 |  | -2
Gateway International 360 | GW-EV4400-120/XXX | GW-EV4400-120/XXX | EPRI | DC | 120 | 2024-07-01 | 2024-07-01 | Network Capable | NA | 1x CCS1 connector 1x CHAdeMO connector | 1x CCS1 connector 1x CHAdeMO connector | -2 | 2 | -2 | -2 | -2 | -2 | 1 | 1 | 0 | 0 | -2 | -2 | -2 | 1 | -2 | 2 | -2 | 2 | -1 | -1 | 1 | -2 | 1 | 1 | 1 | 1 | 1 | 0 | 0 | 0 | 0 | 1 | 1 | -1 | -1 | -1 | 1 | 1 | 1 | 1 | -1 | -1 | -2 | 1 | -2 | -2 | -2 | -2 | -2 | -2 | -2 | -2 | -2 | -2 | -2 | -2 | -2 | -2 | -2 | -2 | -2 | -1 | -1 | -2 | -2 | -1 | -2 | -1 | 1 | 1 | 0 | 0 | 0 | -2 | -2 | -2 | 0 | 0 | -2 | 1 | 1 | -2 | 1 | -2 | 1 | 1 | 1 | 1 | 1 | 1 | 2 | -2 | 1 | 1 | 1 | 1 | 1 | -2 | 1 | 1 | 1 | 1 | 1 | -2 | 1 | -2 | -2 | -2 | 0 | -2 | -2 | -1 | -1 | -2 | -2 |  | -2
Gateway International 360 | GW-EV4400-180/XXX | GW-EV4400-180/XXX | EPRI | DC | 180 | 2024-07-01 | 2024-07-01 | Network Capable | NA | 1x CCS1 connector 1x CHAdeMO connector | 1x CCS1 connector 1x CHAdeMO connector; OCA Full and Security certificates under software version V1.00 | -2 | 2 | -2 | -2 | -2 | -2 | 1 | 1 | 0 | 0 | -2 | -2 | -2 | 1 | -2 | 2 | -2 | -1 | -1 | -1 | 1 | -2 | 1 | 1 | 1 | 1 | 1 | 0 | 0 | 0 | 0 | 1 | 1 | -1 | 2 | 2 | 1 | 1 | 1 | 1 | -1 | -1 | -2 | 1 | -2 | -2 | -2 | -2 | -2 | -2 | -2 | -2 | -2 | -2 | -2 | -2 | -2 | -2 | -2 | -2 | -2 | -1 | -1 | -2 | -2 | -1 | -2 | -1 | 1 | 1 | 0 | 0 | 0 | -2 | -2 | -2 | 0 | 0 | -2 | 1 | 1 | -2 | 1 | -2 | 1 | 1 | 1 | 1 | 1 | 1 | 2 | -2 | 1 | 1 | 1 | 1 | 1 | -2 | 1 | 1 | 1 | 1 | 1 | -2 | 1 | -2 | -2 | -2 | 0 | -2 | -2 | -1 | -1 | -2 | -2 |  | -2
Gateway International 360 | GW-EV4400-360/XXX | GW-EV4400-360/XXX | EPRI | DC | 360 | 2024-07-01 | 2024-07-01 | Network Capable | NA | Single Port | Power Cabinet. 1x CCS1 connector or 1x CHAdeMO connector. Vetted dispensers are DDWU362T0TE2PN- RW DDWU362T0TE2N7-RW, DDWU362V00E2N7-RW DDWU362U0UE2PN-RW, DDWU362U0UE2N7-RW, DDWU362K0TE2PN-RW, DDWU362K0TE2N7-RW, DDWU362K0UE2PN-RW, DDWU362K0UE2N7-RW, DDWU362G00E2PN-RW, DDWU362G00E2N7-RW, DDWU362K00E2PN-RW, DDWU362K00E2N7-RW, DDWU362U00E2PN-RW, DDWU362U00E2N7-RW, DDWU362T00E2PN-RW, DDWU362T00E2N7-RW, DDWU362V0UE2PN-RW, DDWU362V0UE2N7-RW, DDWU362V0KE2PN-RW, DDWU362V0KE2N7-RW, DDWU362V0TE2PN-RW, DDWU362V0TE2N7-RW, DDWU362V00E2PN-RW. | -2 | 2 | -2 | -2 | -2 | -2 | 1 | 1 | 0 | 0 | -2 | -2 | -2 | 1 | -2 | 2 | -2 | 2 | -1 | -1 | 1 | -2 | 1 | 1 | 1 | 1 | 1 | 0 | 0 | 0 | 0 | 1 | 1 | -1 | -1 | -1 | 1 | 1 | 1 | 1 | -1 | -1 | -2 | 1 | -2 | -2 | -2 | -2 | -2 | -2 | -2 | -2 | -2 | -2 | -2 | -2 | -2 | -2 | -2 | -2 | -2 | -1 | -1 | -2 | -2 | -1 | -2 | -1 | 1 | 1 | 0 | 0 | 0 | -2 | -2 | -2 | 0 | 0 | -2 | 1 | 1 | -2 | 1 | -2 | 1 | -1 | 1 | 1 | 1 | 1 | 2 | -2 | 1 | 1 | 1 | 1 | 1 | -2 | 1 | 1 | 1 | 1 | 1 | -2 | 1 | -2 | -2 | -2 | 0 | -2 | -2 | -1 | -1 | -2 | -2 |  | -2
Gateway International 360 | GW-EV4400-60/XXX | GW-EV4400-60/XXX | EPRI | DC | 60 | 2024-07-01 | 2024-07-01 | Network Capable | NA | 1x CCS1 connector 1x CHAdeMO connector | 1x CCS1 connector 1x CHAdeMO connector | -2 | 2 | -2 | -2 | -2 | -2 | 1 | 1 | 0 | 0 | -2 | -2 | -2 | 1 | -2 | 2 | -2 | 2 | -1 | -1 | 1 | -2 | 1 | 1 | 1 | 1 | 1 | 0 | 0 | 0 | 0 | 1 | 1 | -1 | -1 | -1 | 1 | 1 | 1 | 1 | -1 | -1 | -2 | 1 | -2 | -2 | -2 | -2 | -2 | -2 | -2 | -2 | -2 | -2 | -2 | -2 | -2 | -2 | -2 | -2 | -2 | -1 | -1 | -2 | -2 | -1 | -2 | -1 | 1 | 1 | 0 | 0 | 0 | -2 | -2 | -2 | 0 | 0 | -2 | 1 | 1 | -2 | 1 | -2 | 1 | 1 | 1 | 1 | 1 | 1 | 2 | -2 | 1 | 1 | 1 | 1 | 1 | -2 | 1 | 1 | 1 | 1 | 1 | -2 | 1 | -2 | -2 | -2 | 0 | -2 | -2 | -1 | -1 | -2 | -2 |  | -2
Gateway International 360 | GW-EV500/XXX | GW-EV500/XXX | EPRI | AC | 11.5 | 2025-06-17 | 2024-08-21 | Network Capable | N/A | Single Port | Single port. | 2 | -2 | -2 | 1 | -1 | 1 | -2 | -2 | -2 | -2 | -2 | -2 | 1 | -2 | -2 | 2 | 0 | 2 | -1 | -1 | 1 | 1 | -2 | 1 | 1 | 1 | 1 | 1 | 1 | 1 | 1 | 1 | 1 | -1 | -1 | -1 | 1 | 1 | 1 | 1 | -1 | -1 | -2 | 1 | -2 | -2 | -2 | -2 | -2 | -2 | -2 | -2 | -2 | -2 | -2 | -2 | -2 | -2 | -2 | -2 | 1 | -2 | 1 | -2 | -2 | -1 | -2 | 1 | 1 | 1 | 1 | -1 | 1 | -2 | -2 | -2 | 1 | 1 | 1 | -1 | -1 | 1 | -2 | 1 | -2 | -2 | 1 | 1 | 1 | 1 | 2 | 2 | 1 | -1 | -1 | 1 | -1 | -1 | -1 | 1 | 1 | 1 | 1 | -2 | 1 | -2 | -2 | -2 | 1 | -1 | -1 | -1 | -1 | -2 | -2 |  | -2
Gateway International 360 | GW-EV550-C/XXX | GW-EV550-C/XXX | EPRI | AC | 19.2 | 2025-06-17 | 2024-08-21 | Network Capable | N/A | Single Port | Single port. | 2 | -2 | -2 | 1 | -1 | 1 | -2 | -2 | -2 | -2 | -2 | -2 | 1 | -2 | -2 | 2 | 0 | 2 | -1 | -1 | 1 | 1 | -2 | 1 | 1 | 1 | 1 | 1 | 1 | 1 | 1 | 1 | 1 | -1 | -1 | -1 | 1 | 1 | 1 | 1 | -1 | -1 | -2 | 1 | -2 | -2 | -2 | -2 | -2 | -2 | -2 | -2 | -2 | -2 | -2 | -2 | -2 | -2 | -2 | -2 | 1 | -2 | 1 | -2 | -2 | -1 | -2 | 1 | 1 | 1 | 1 | -1 | 1 | -2 | -2 | -2 | 1 | 1 | 1 | -1 | -1 | 1 | -2 | 1 | -2 | -2 | 1 | 1 | 1 | 1 | 2 | 2 | 1 | -1 | -1 | 1 | -1 | -1 | -1 | 1 | 1 | 1 | 1 | -2 | 1 | -2 | -2 | -2 | 1 | -1 | -1 | -1 | -1 | -2 | -2 |  | -2
Gateway International 360 | GW-EV600/XXX | GW-EV600/XXX | EPRI | AC | 11.5 | 2025-06-17 | 2024-08-21 | Network Capable | N/A | Dual Port | Dual Port | 2 | -2 | -2 | 1 | -1 | 1 | -2 | -2 | -2 | -2 | -2 | -2 | 1 | -2 | -2 | 2 | 0 | 2 | -1 | -1 | 1 | 1 | -2 | 1 | 1 | 1 | 1 | 1 | 1 | 1 | 1 | 1 | 1 | -1 | -1 | -1 | 1 | 1 | 1 | 1 | -1 | -1 | -2 | 1 | -2 | -2 | -2 | -2 | -2 | -2 | -2 | -2 | -2 | -2 | -2 | -2 | -2 | -2 | -2 | -2 | 1 | -2 | 1 | -2 | -2 | -1 | -2 | 1 | 1 | -1 | 1 | -1 | 1 | -2 | -2 | -2 | 1 | 1 | 1 | -1 | -1 | 1 | -2 | 1 | -2 | -2 | 1 | 1 | 1 | 1 | 2 | 2 | 1 | -1 | -1 | 1 | -1 | -1 | -1 | 1 | 1 | 1 | 1 | -2 | 1 | -2 | -2 | -2 | 1 | -1 | -1 | -1 | -1 | -2 | -2 |  | -2
Generac Power Systems | PUP2-U-1-5-N-GC2 | 40A Level 2 Plus | EPRI | AC | 9.6 | 2025-10-20 | 2025-10-20 | Network Capable | NA | Single Port | Single Port | 2 | -2 | -2 | 1 | 0 | 0 | -2 | -2 | -2 | -2 | -2 | -2 | 1 | -2 | -2 | 2 | 0 | 2 | -1 | -1 | 1 | 1 | -2 | 1 | 1 | 1 | 1 | 0 | 0 | 0 | 0 | 0 | 1 | -1 | -1 | -1 | 1 | 1 | 1 | -1 | -1 | -1 | -2 | -1 | -2 | -2 | -2 | -2 | -2 | -2 | -2 | -2 | -2 | -2 | -2 | -2 | -2 | -2 | -2 | -2 | 0 | -2 | 0 | -2 | -2 | 0 | -2 | 0 | -1 | -1 | 0 | 0 | 0 | -2 | -2 | -2 | 0 | 0 | -1 | 1 | -2 | 1 | -2 | 1 | -2 | -2 | -1 | -1 | -1 | -1 | 2 | -1 | -1 | 1 | 0 | 1 | 0 | -2 | 1 | 1 | 1 | 1 | -1 | -2 | -1 | -2 | -2 | -2 | 0 | 1 | 1 | -1 | -1 | -2 | -2 |  | -2
Generac Power Systems | PUP2-u-1-6-C-GC2 | 48A Level 2 Plus | EPRI | AC | 11.5 | 2025-10-20 | 2025-10-20 | Network Capable | NA | Single Port | Single Port | 2 | -2 | -2 | 1 | 0 | 0 | -2 | -2 | -2 | -2 | -2 | -2 | 1 | -2 | -2 | 0 | 0 | 0 | -1 | -1 | 1 | 0 | -2 | 1 | 1 | 1 | 1 | 0 | 0 | 0 | 0 | 0 | 0 | -1 | -1 | -1 | 1 | 1 | 1 | 0 | -1 | -1 | -2 | 0 | -2 | -2 | -2 | -2 | -2 | -2 | -2 | -2 | -2 | -2 | -2 | -2 | -2 | -2 | -2 | -2 | 0 | -2 | 0 | -2 | -2 | 0 | -2 | 0 | -1 | -1 | 0 | 0 | 0 | -2 | -2 | -2 | 0 | 0 | 1 | 0 | -2 | 0 | -2 | 0 | -2 | -2 | 0 | 0 | 0 | 0 | 2 | 0 | 0 | 0 | 0 | 0 | 0 | -2 | 0 | 0 | 0 | 0 | 0 | -2 | 0 | -2 | -2 | -2 | 0 | -1 | 1 | -1 | -1 | -2 | -2 |  | -2
Generac Power Systems | PUP3-U-1-6-C-GC2 | 48A Level 2 Pro | EPRI | AC | 11.5 | 2025-10-20 | 2025-10-20 | Network Capable | N/A |  | # is a hold for cable length, connector type, power supply version, custom, and color. Payment terminal requirements aren't met by charger independently. We do allow integration with EVSP that have cloud-to-cloud integrations with payment terminals or kiosks. Examples can be provided. | 2 | -2 | -2 | 1 | -1 | -1 | -2 | -2 | -2 | -2 | -2 | -2 | 1 | -2 | -2 | -1 | -1 | 2 | -1 | -1 | 1 | 1 | -2 | 1 | 1 | 1 | 1 | 1 | 1 | 1 | 1 | 1 | 1 | -1 | -1 | -1 | 1 | 1 | 1 | 1 | -1 | -1 | -2 | 1 | -2 | -2 | -2 | -2 | -2 | -2 | -2 | -2 | -2 | -2 | -2 | -2 | -2 | -2 | -2 | -2 | -1 | -2 | -1 | -2 | -2 | 1 | -2 | -1 | -1 | 1 | -1 | 1 | -1 | -2 | -2 | -2 | -1 | -1 | 1 | 1 | -1 | 1 | -2 | 1 | -2 | -2 | 1 | 1 | 1 | -1 | 2 | 2 | 1 | 1 | -1 | 1 | -1 | -1 | 1 | 1 | 1 | 1 | -1 | -2 | 1 | -2 | -2 | -2 | -1 | -1 | 1 | -1 | -1 | -2 | -2 |  | -2
General Motors | EIAQ-U11KSSU7E01 | PowerUp 2 | PG&E | AC | 11.5 | 2025-11-07 | 2025-11-07 | Non-Networked |  | Single port | Level 2 EV Charger, 11.5kW, WiFi-enabled, NACS and J1772 models available. EnergyStar certified, Ul Listed, Adjustable amperage, OTA updates | 2 | -2 | -2 | 1 | 0 | 0 | -2 | -2 | -2 | -2 | -2 | -2 | 0 | -2 | -2 | 0 | 0 | 0 | -1 | -1 | 0 | 0 | -2 | 0 | 0 | 0 | 0 | 1 | 0 | 0 | 0 | 0 | 0 | 0 | 0 | 0 | 0 | 0 | 0 | 0 | 0 | 0 | -2 | 0 | -2 | -2 | -2 | -2 | -2 | -2 | -2 | -2 | -2 | -2 | -2 | -2 | -2 | -2 | -2 | -2 | 0 | -2 | -2 | -2 | -2 | 0 | -2 | -2 | -2 | 0 | 0 | 0 | 0 | -2 | -2 | -2 | 0 | -2 | 0 | 0 | 0 | 0 | -2 | 0 | -2 | -2 | 0 | 0 | 0 | 0 | 2 | 0 | 1 | 0 | 0 | 0 | 0 | 0 | 0 | 0 | 0 | 0 | 0 | -2 | 0 | 0 | 0 | 0 | 0 | -2 | 1 | -1 | -1 | -2 | -2 |  | -2
General Motors | EVAW-UA113WTG01 | PowerUp 2 | PG&E | AC | 11.5 | 2025-11-07 | 2025-11-07 | Non-Networked |  | Single port | Level 2 EV Charger, 11.5kW, WiFi-enabled, NACS and J1772 models available. Ul Listed, Adjustable amperage, OTA updates | 2 | -2 | -2 | 0 | 0 | 1 | -2 | -2 | -2 | -2 | -2 | -2 | 0 | -2 | -2 | 0 | 0 | 0 | -1 | -1 | 0 | 0 | -2 | 0 | 0 | 0 | 0 | 1 | 0 | 0 | 0 | 0 | 0 | 0 | 0 | 0 | 0 | 0 | 0 | 0 | 0 | 0 | -2 | 0 | -2 | -2 | -2 | -2 | -2 | -2 | -2 | -2 | -2 | -2 | -2 | -2 | -2 | -2 | -2 | -2 | 0 | -2 | -2 | -2 | -2 | 0 | -2 | -2 | -2 | 0 | 0 | 0 | 0 | -2 | -2 | -2 | 0 | -2 | 0 | 0 | 0 | 0 | -2 | 0 | -2 | -2 | 0 | 0 | 0 | 0 | 2 | 0 | 1 | 0 | 0 | 0 | 0 | 0 | 0 | 0 | 0 | 0 | 0 | -2 | 0 | 0 | 0 | 0 | 0 | -2 | 1 | -1 | -1 | -2 | -2 |  | -2
General Motors | 24067708 | PowerShift | PG&E | DC V2G | 19.2 | 2025-11-07 | 2025-11-07 | Network Capable |  | Single port | Premium L2 EV Charger, 19.2kW, V2H capable | 2 | -2 | -2 | 0 | 0 | 0 | 1 | -2 | -2 | -2 | -2 | -2 | 0 | -2 | -2 | 0 | 0 | 0 | -1 | -1 | 0 | 0 | -2 | 0 | 0 | 0 | 0 | 1 | 0 | 0 | 0 | 0 | 0 | 0 | 0 | 0 | 0 | 0 | 0 | 0 | 0 | 0 | -2 | 0 | -2 | -2 | -2 | -2 | -2 | -2 | -2 | -2 | -2 | -2 | -2 | -2 | -2 | -2 | -2 | -2 | 0 | -2 | -2 | -2 | -2 | 0 | -2 | -2 | -2 | 0 | 0 | 0 | 0 | -2 | -2 | -2 | 0 | -2 | 0 | 0 | 0 | 0 | -2 | 0 | -2 | -2 | 0 | 0 | 0 | 0 | 2 | 0 | 1 | 0 | 0 | 0 | 0 | 0 | 0 | 0 | 0 | 0 | 0 | -2 | 0 | 0 | 0 | 0 | 0 | -2 | 1 | -1 | -1 | -2 | -2 |  | -2
Gravity | GR-LH500CX |  | EPRI | DC | 500 | 2024-07-01 | 2024-07-01 | Fully Networked | Gravity |  |  | -2 | 2 | -2 | -2 | -2 | -2 | 1 | -1 | -1 | -1 | -2 | -2 | -2 | 1 | -2 | 2 | -2 | -1 | -1 | -1 | 1 | -2 | 1 | 1 | 1 | 1 | 1 | 0 | 0 | 0 | 0 | 1 | 1 | -1 | -1 | -1 | 1 | 1 | 1 | 1 | -1 | -1 | -2 | 1 | 1 | -1 | -1 | 1 | -2 | 1 | -1 | -1 | -1 | 1 | -1 | -1 | 1 | -1 | -1 | -2 | -2 | 1 | 1 | 1 | 1 | 1 | -1 | -1 | 1 | 1 | -1 | 0 | 0 | 0 | 0 | 0 | 0 | 0 | -2 | 1 | 1 | -2 | 1 | -2 | 1 | 1 | 1 | 1 | 1 | 1 | 2 | -2 | 1 | 1 | 1 | 1 | 1 | 1 | 1 | 1 | 1 | 1 | 1 | 1 | 1 | 1 | 1 | 1 | 0 | -2 | -2 | -1 | 1 | -2 | -2 |  | -2
Gravity | GT-AH200XX |  | EPRI | DC | 200 | 2024-07-01 | 2024-07-01 | Fully Networked | Gravity |  |  | -2 | 2 | -2 | -2 | -2 | -2 | 1 | -1 | -1 | -1 | -2 | -2 | -2 | 1 | -2 | 2 | -2 | -1 | -1 | -1 | 1 | -2 | 1 | 1 | 1 | 1 | 1 | 0 | 0 | 0 | 0 | 1 | 1 | -1 | -1 | -1 | 1 | 1 | 1 | 1 | -1 | -1 | -2 | 1 | 1 | -1 | -1 | 1 | -2 | 1 | -1 | -1 | -1 | 1 | -1 | -1 | 1 | -1 | -1 | -2 | -2 | 1 | 1 | 1 | 1 | 1 | -1 | -1 | 1 | 1 | -1 | 0 | 0 | 0 | 0 | 0 | 0 | 0 | -2 | 1 | 1 | -2 | 1 | -2 | 1 | 1 | 1 | 1 | 1 | 1 | 2 | -2 | 1 | 1 | 1 | 1 | 1 | 1 | 1 | 1 | 1 | 1 | 1 | 1 | 1 | 1 | 1 | 1 | 0 | -2 | -2 | -1 | 1 | -2 | -2 |  | -2
Gravity | GT-AV200XX |  | EPRI | DC | 200 | 2024-07-01 | 2024-07-01 | Fully Networked | Gravity |  |  | -2 | 2 | -2 | -2 | -2 | -2 | 1 | -1 | -1 | -1 | -2 | -2 | -2 | 1 | -2 | 2 | -2 | -1 | -1 | -1 | 1 | -2 | 1 | 1 | 1 | 1 | 1 | 0 | 0 | 0 | 0 | 1 | 1 | -1 | -1 | -1 | 1 | 1 | 1 | 1 | -1 | -1 | -2 | 1 | 1 | -1 | -1 | 1 | -2 | 1 | -1 | -1 | -1 | 1 | -1 | -1 | 1 | -1 | -1 | -2 | -2 | 1 | 1 | 1 | 1 | 1 | -1 | -1 | 1 | 1 | -1 | 0 | 0 | 0 | 0 | 0 | 0 | 0 | -2 | 1 | 1 | -2 | 1 | -2 | 1 | 1 | 1 | 1 | 1 | 1 | 2 | -2 | 1 | 1 | 1 | 1 | 1 | 1 | 1 | 1 | 1 | 1 | 1 | 1 | 1 | 1 | 1 | 1 | 0 | -2 | -2 | -1 | 1 | -2 | -2 |  | -2
Gravity | GT-LAV500EX |  | EPRI | DC | 500 | 2024-07-01 | 2024-07-01 | Fully Networked | Gravity |  |  | -2 | 2 | -2 | -2 | -2 | -2 | 1 | -1 | -1 | -1 | -2 | -2 | -2 | 1 | -2 | 2 | -2 | -1 | -1 | -1 | 1 | -2 | 1 | 1 | 1 | 1 | 1 | 0 | 0 | 0 | 0 | 1 | 1 | -1 | -1 | -1 | 1 | 1 | 1 | 1 | -1 | -1 | -2 | 1 | 1 | -1 | -1 | 1 | -2 | 1 | -1 | -1 | -1 | 1 | -1 | -1 | 1 | -1 | -1 | -2 | -2 | 1 | 1 | 1 | 1 | 1 | -1 | -1 | 1 | 1 | -1 | 0 | 0 | 0 | 0 | 0 | 0 | 0 | -2 | 1 | 1 | -2 | 1 | -2 | 1 | 1 | 1 | 1 | 1 | 1 | 2 | -2 | 1 | 1 | 1 | 1 | 1 | 1 | 1 | 1 | 1 | 1 | 1 | 1 | 1 | 1 | 1 | 1 | 0 | -2 | -2 | -1 | 1 | -2 | -2 |  | -2
Gravity | GT-LLH500EX |  | EPRI | DC | 500 | 2024-07-01 | 2024-07-01 | Fully Networked | Gravity |  |  | -2 | 2 | -2 | -2 | -2 | -2 | 1 | -1 | -1 | -1 | -2 | -2 | -2 | 1 | -2 | 2 | -2 | -1 | -1 | -1 | 1 | -2 | 1 | 1 | 1 | 1 | 1 | 0 | 0 | 0 | 0 | 1 | 1 | -1 | -1 | -1 | 1 | 1 | 1 | 1 | -1 | -1 | -2 | 1 | 1 | -1 | -1 | 1 | -2 | 1 | -1 | -1 | -1 | 1 | -1 | -1 | 1 | -1 | -1 | -2 | -2 | 1 | 1 | 1 | 1 | 1 | -1 | -1 | 1 | 1 | -1 | 0 | 0 | 0 | 0 | 0 | 0 | 0 | -2 | 1 | 1 | -2 | 1 | -2 | 1 | 1 | 1 | 1 | 1 | 1 | 2 | -2 | 1 | 1 | 1 | 1 | 1 | 1 | 1 | 1 | 1 | 1 | 1 | 1 | 1 | 1 | 1 | 1 | 0 | -2 | -2 | -1 | 1 | -2 | -2 |  | -2
Gravity | GT-LV500CX |  | EPRi | DC | 500 | 2024-07-01 | 2024-07-01 | Fully Networked | Gravity |  |  | -2 | 2 | -2 | -2 | -2 | -2 | 1 | -1 | -1 | -1 | -2 | -2 | -2 | 1 | -2 | 2 | -2 | -1 | -1 | -1 | 1 | -2 | 1 | 1 | 1 | 1 | 1 | 0 | 0 | 0 | 0 | 1 | 1 | -1 | -1 | -1 | 1 | 1 | 1 | 1 | -1 | -1 | -2 | 1 | 1 | -1 | -1 | 1 | -2 | 1 | -1 | -1 | -1 | 1 | -1 | -1 | 1 | -1 | -1 | -2 | -2 | 1 | 1 | 1 | 1 | 1 | -1 | -1 | 1 | 1 | -1 | 0 | 0 | 0 | 0 | 0 | 0 | 0 | -2 | 1 | 1 | -2 | 1 | -2 | 1 | 1 | 1 | 1 | 1 | 1 | 2 | -2 | 1 | 1 | 1 | 1 | 1 | 1 | 1 | 1 | 1 | 1 | 1 | 1 | 1 | 1 | 1 | 1 | 0 | -2 | -2 | -1 | 1 | -2 | -2 |  | -2
Gravity |  |  | EPRI | NETWORK | NA | 2024-07-01 | 2024-07-01 | Network Software | Gravity Network |  |  | -2 | -2 | -2 | -2 | -2 | -2 | -2 | -2 | -2 | -2 | -2 | -2 | -2 | -2 | -2 | -2 | -2 | -2 | -2 | -2 | -2 | -2 | -2 | -2 | -2 | -2 | -2 | -2 | -2 | -2 | -2 | -2 | -2 | -2 | -2 | -2 | -2 | -2 | -2 | -2 | -2 | -2 | -2 | -2 | 1 | -1 | -1 | 1 | -2 | 1 | -1 | -1 | -1 | 1 | -1 | -1 | 1 | -1 | -1 | 0 | -2 | -2 | 1 | 1 | 1 | 1 | -1 | -1 | -2 | 1 | -2 | 0 | 0 | 0 | 0 | 0 | 0 | 0 | -2 | -2 | -2 | -2 | -2 | -2 | -2 | -2 | -2 | 1 | 1 | 1 | -2 | -2 | 1 | -2 | -2 | 1 | 1 | 1 | -2 | 1 | 1 | 1 | 1 | 1 | 1 | 1 | 1 | 1 | 0 | -2 | -2 | -1 | 1 | -1 | -1 |  | -2
GreenJoulez |  |  | Eversource CT | NETWORK | NA | 2025-12-08 | 2025-12-08 | Network Software | GreenJoulez |  |  | -2 | -2 | -2 | -2 | -2 | -2 | -2 | -2 | -2 | -2 | -2 | -2 | -2 | -2 | -2 | -2 | -2 | -2 | -2 | -2 | -2 | -2 | -2 | -2 | -2 | -2 | -2 | -2 | -2 | -2 | -2 | -2 | -2 | -2 | -2 | -2 | -2 | -2 | -2 | -2 | -2 | -2 | -2 | -2 | 0 | 0 | 0 | 0 | 0 | 0 | 0 | 0 | 0 | 0 | 0 | 0 | 0 | 0 | 0 | 0 | -2 | -2 | 0 | 0 | 0 | 0 | 0 | 0 | -2 | 0 | -2 | 0 | 0 | 0 | 0 | 0 | 0 | 0 | -2 | -2 | -2 | -2 | -2 | -2 | -2 | -2 | 0 | 0 | 0 | 0 | -2 | -2 | 0 | -2 | -2 | 0 | 0 | 0 | -2 | 0 | 0 | 0 | 0 | 0 | 0 | 0 | 0 | 0 | 0 | -2 | -2 | -2 | -2 | 0 | 0 |  | 1
Heliox | HE9820014-01-AAV HE9820014-01-AAA | Flex 180 AIO | EPRI | DC | 180 | 2025-08-14 | 2025-08-14 | Network Capable | NA |  | Distributed charger system that supports has a built-in CCS1 cable and supports up to 2 additional connetion ports with applicable dispenser or pantograph | -2 | 2 | -2 | -2 | -2 | -2 | 1 | -1 | -1 | 1 | -2 | -2 | -2 | 1 | -2 | 2 | -2 | -1 | -1 | -1 | 1 | -2 | 1 | 1 | 1 | 1 | 1 | 1 | 1 | 1 | 1 | 1 | 1 | -1 | -1 | -1 | 1 | 1 | 1 | -1 | -1 | -1 | -2 | -1 | -2 | -2 | -2 | -2 | -2 | -2 | -2 | -2 | -2 | -2 | -2 | -2 | -2 | -2 | -2 | -2 | -2 | -1 | -1 | -2 | -2 | -1 | -2 | -1 | -1 | 1 | -1 | -1 | -1 | -2 | -2 | -2 | -1 | 1 | -2 | 1 | -2 | -2 | 1 | -2 | 1 | 1 | -1 | -1 | -1 | -1 | 2 | -2 | -1 | 1 | 1 | 1 | -1 | -2 | 1 | 1 | 1 | 1 | 1 | -2 | 1 | -2 | -2 | -2 | -1 | -2 | -2 | 1 | -1 | -2 | -2 |  | -2
Heliox | HE9821001-01 | Flex 180 | EPRI/SCE | DC | 180 | 2025-07-08 | 2024-07-01 | Network Capable | NA |  | This product listing did not include the pantograph. Please consult with the manufacturer regarding pantograph selection. Pantographs are being Recognized under UL 2251. Field listing of system hardware may be required at deployment. | -2 | 2 | -2 | -2 | -2 | -2 | 1 | -1 | -1 | 1 | -2 | -2 | -2 | 1 | -2 | 2 | -2 | -1 | -1 | -1 | 1 | -2 | 1 | 1 | 1 | 1 | 1 | 1 | 1 | 1 | 1 | 1 | 1 | -1 | -1 | -1 | 1 | 1 | 1 | -1 | -1 | -1 | -2 | -1 | -2 | -2 | -2 | -2 | -2 | -2 | -2 | -2 | -2 | -2 | -2 | -2 | -2 | -2 | -2 | -2 | -2 | 0 | 0 | -2 | -2 | 0 | -2 | 0 | -1 | 1 | 0 | 0 | 0 | -2 | -2 | -2 | 0 | 0 | -2 | 1 | -2 | -2 | 1 | -2 | 1 | 1 | 0 | 0 | 0 | 0 | 2 | -2 | 0 | 1 | 1 | 1 | 0 | -2 | 1 | 1 | 1 | 1 | 1 | -2 | 1 | -2 | -2 | -2 | 0 | -2 | -2 | 1 | -1 | -2 | -2 |  | -2
Heliox | HE9822019-01 | Flex 360 | EPRI/SCE | DC | 360 | 2025-07-08 | 2024-07-01 | Network Capable | NA |  | Base product, 360kW, W DC HPC D UL | -2 | 2 | -2 | -2 | -2 | -2 | 1 | -1 | -1 | 1 | -2 | -2 | -2 | 1 | -2 | 0 | 0 | -1 | -1 | -1 | 1 | -2 | 1 | 1 | 1 | 1 | 1 | 1 | 1 | 1 | 1 | 1 | 1 | -1 | -1 | -1 | 1 | 1 | 1 | -1 | -1 | -1 | -2 | -1 | -2 | -2 | -2 | -2 | -2 | -2 | -2 | -2 | -2 | -2 | -2 | -2 | -2 | -2 | -2 | -2 | -2 | 0 | 0 | -2 | -2 | 0 | -2 | 0 | -1 | 1 | 0 | 0 | 0 | -2 | -2 | -2 | 0 | 0 | -2 | 1 | -2 | -2 | 1 | -2 | 1 | 1 | 0 | 0 | 0 | 0 | 2 | -2 | 0 | 1 | 1 | 1 | 0 | -2 | 1 | 1 | 1 | 1 | 1 | -2 | 1 | -2 | -2 | -2 | 0 | -2 | -2 | 1 | -1 | -2 | -2 |  | -2
Heliox | HE9823005-01 | Heliox 60kW | EPRI | DC | 60 | 2025-06-12 | 2024-07-12 | Network Capable | NA | Single Port | Single port. Available as mobile, wall, or pedestal mount | -2 | 2 | -2 | -2 | -2 | -2 | 1 | -1 | -1 | -1 | -2 | -2 | -2 | 1 | -2 | 2 | -2 | 2 | -1 | -1 | 1 | -2 | 1 | 1 | 1 | 1 | 1 | 1 | 1 | 1 | 1 | 1 | 1 | -1 | -1 | -1 | 1 | 1 | 1 | -1 | -1 | -1 | -2 | -1 | -2 | -2 | -2 | -2 | -2 | -2 | -2 | -2 | -2 | -2 | -2 | -2 | -2 | -2 | -2 | -2 | -2 | -1 | -1 | -2 | -2 | -1 | -2 | -1 | -1 | 1 | -1 | -1 | -1 | -2 | -2 | -2 | -1 | -1 | -2 | 1 | 1 | -2 | 1 | -2 | -1 | 1 | -1 | -1 | -1 | -1 | 2 | -2 | -1 | 1 | 1 | 1 | -1 | -1 | 1 | 1 | 1 | 1 | 1 | -2 | 1 | -2 | -2 | -2 | -1 | -2 | -2 | 1 | -1 | -2 | -2 |  | -2
Heliox | HE9823007-01 | Heliox 30kW | EPRI | DC | 30 | 2025-06-12 | 2024-07-12 | Network Capable | NA | Single Port | Single port. Available as mobile, wall, or pedestal mount | -2 | 2 | -2 | -2 | -2 | -2 | 1 | -1 | -1 | -1 | -2 | -2 | -2 | 1 | -2 | 2 | -2 | 2 | -1 | -1 | 1 | -2 | 1 | 1 | 1 | 1 | 1 | 1 | 1 | 1 | 1 | 1 | 1 | -1 | -1 | -1 | 1 | 1 | 1 | -1 | -1 | -1 | -2 | -1 | -2 | -2 | -2 | -2 | -2 | -2 | -2 | -2 | -2 | -2 | -2 | -2 | -2 | -2 | -2 | -2 | -2 | -1 | -1 | -2 | -2 | -1 | -2 | -1 | -1 | 1 | -1 | -1 | -1 | -2 | -2 | -2 | -1 | -1 | -2 | 1 | 1 | -2 | 1 | -2 | -1 | 1 | -1 | -1 | -1 | -1 | 2 | -2 | -1 | 1 | 1 | 1 | -1 | -1 | 1 | 1 | 1 | 1 | 1 | -2 | 1 | -2 | -2 | -2 | -1 | -2 | -2 | 1 | -1 | -2 | -2 |  | -2
Heliox | HE9823009-01 | Heliox 44KW Bidirectional | EPRI | DC V2G | 44 | 2025-09-29 | 2025-06-18 | Network Capable | NA | Single port. | Single port. Available as wall or pedestal mount | -2 | 2 | -2 | -2 | -2 | -2 | 1 | 0 | 0 | -2 | -2 | -2 | -2 | 1 | -2 | 2 | -2 | -2 | -1 | -1 | 1 | -2 | 1 | 1 | 1 | 1 | 1 | 1 | 1 | 1 | 1 | 1 | 1 | -1 | -1 | -1 | 1 | 1 | 1 | 1 | -1 | -1 | -2 | 1 | -2 | -2 | -2 | -2 | -2 | -2 | -2 | -2 | -2 | -2 | -2 | -2 | -2 | -2 | -2 | -2 | -2 | 0 | 0 | 0 | 0 | 0 | 0 | 0 | 0 | 1 | 0 | 0 | 0 | 0 | 0 | 0 | 0 | 0 | -2 | 1 | -2 | -2 | 1 | -2 | -2 | 1 | 0 | 0 | 0 | 0 | 1 | -2 | 0 | 1 | 1 | 1 | 1 | -2 | 1 | 1 | 1 | 1 | 0 | -2 | 1 | 0 | 0 | 0 | 0 | -2 | -2 | 1 | -1 | -2 | -2 |  | -2
i-charging | blueberry | BB50 | EPRI | DC | 50 | 2025-06-13 | 2024-07-01 | Network Capable | NA | Dual Port | Dual port | -2 | 2 | -2 | -2 | -2 | -2 | 1 | 1 | 1 | 1 | -2 | -2 | -2 | 1 | -2 | 2 | -2 | -1 | -1 | 2 | 1 | -2 | 1 | 1 | 1 | 1 | 1 | 1 | 1 | 1 | 1 | 1 | 1 | -1 | -1 | -1 | 1 | 1 | 1 | 1 | -1 | -1 | -2 | 1 | -2 | -2 | -2 | -2 | -2 | -2 | -2 | -2 | -2 | -2 | -2 | -2 | -2 | -2 | -2 | -2 | -2 | 1 | 1 | -2 | -2 | 1 | -2 | -2 | -2 | 1 | 1 | 1 | 1 | -2 | -2 | -2 | -2 | -2 | -2 | -1 | -1 | -2 | 1 | -2 | -1 | 1 | 1 | 1 | 1 | 1 | 2 | -2 | 1 | 1 | 1 | 1 | 1 | -1 | 1 | 1 | 1 | 1 | 1 | -2 | 1 | -2 | -2 | -2 | 1 | -2 | -2 | 1 | -1 | -2 | -2 |  | -2
i-charging | blueberry CLUSTER | blueberry CLUSTER | EPRI | DC | 500 | 2025-06-13 | 2024-07-01 | Network Capable | NA | Four ports. | Four ports. Simultaneous charging, Dynamic Power Allocation, 50 to 900 kW. 1 to 3 Power Units (cabinets) and up to 4 plugs in dispenser and satellites | -2 | 2 | -2 | -2 | -2 | -2 | 1 | 1 | 1 | 1 | -2 | -2 | -2 | 1 | -2 | 2 | -2 | -1 | -1 | 2 | 1 | -2 | 1 | 1 | 1 | 1 | 1 | 1 | 1 | 1 | 1 | 1 | 1 | -1 | -1 | -1 | 1 | 1 | 1 | 1 | -1 | -1 | -2 | 1 | -2 | -2 | -2 | -2 | -2 | -2 | -2 | -2 | -2 | -2 | -2 | -2 | -2 | -2 | -2 | -2 | -2 | 1 | 1 | -2 | -2 | 1 | -2 | -2 | -2 | 1 | 1 | 1 | 1 | -2 | -2 | -2 | -2 | -2 | -2 | -1 | -1 | -2 | 1 | -2 | 1 | 1 | 1 | 1 | 1 | 1 | 2 | -2 | 1 | 1 | 1 | 1 | 1 | -1 | 1 | 1 | 1 | 1 | 1 | -2 | 1 | -2 | -2 | -2 | 1 | -2 | -2 | 1 | -1 | -2 | -2 |  | -2
i-charging | blueberry FUSION | blueberry FUSION | EPRI | DC | 150 | 2025-06-13 | 2024-10-02 | Network Capable | NA | Dual Port | Dual port. Simultaneous charging, Dynamic Power Allocation, 50, 100 and 150kW available | -2 | 2 | -2 | -2 | -2 | -2 | 1 | 1 | 1 | 1 | -2 | -2 | -2 | 1 | -2 | 2 | -2 | -1 | -1 | 2 | 1 | -2 | 1 | 1 | 1 | 1 | 1 | 1 | 1 | 1 | 1 | 1 | 1 | -1 | -1 | -1 | 1 | 1 | 1 | 1 | -1 | -1 | -2 | 1 | -2 | -2 | -2 | -2 | -2 | -2 | -2 | -2 | -2 | -2 | -2 | -2 | -2 | -2 | -2 | -2 | -2 | 1 | 1 | -2 | -2 | 1 | -2 | -2 | -2 | 1 | 1 | 1 | 1 | -2 | -2 | -2 | -2 | -2 | -2 | -1 | -1 | -2 | 1 | -2 | 1 | 1 | 1 | 1 | 1 | 1 | 2 | -2 | 1 | 1 | 1 | 1 | 1 | -1 | 1 | 1 | 1 | 1 | 1 | -2 | 1 | -2 | -2 | -2 | 1 | -2 | -2 | 1 | -1 | -2 | -2 |  | -2
i-charging | blueberry PLUS | PU 200 R2 / PU 300 R2 | EPRI | DC | 500 | 2025-06-13 | 2024-07-01 | Network Capable | NA | Dual Port | Four ports. Simultaneous charging, Dynamic Power Allocation, 50 to 900 kW. 1 to 3 Power Units (cabinets) and 1 Dispenser w 2 Plugs | -2 | 2 | -2 | -2 | -2 | -2 | 1 | 1 | 1 | 1 | -2 | -2 | -2 | 1 | -2 | 2 | -2 | -1 | -1 | 2 | 1 | -2 | 1 | 1 | 1 | 1 | 1 | 1 | 1 | 1 | 1 | 1 | 1 | -1 | -1 | -1 | 1 | 1 | 1 | 1 | -1 | -1 | -2 | 1 | -2 | -2 | -2 | -2 | -2 | -2 | -2 | -2 | -2 | -2 | -2 | -2 | -2 | -2 | -2 | -2 | -2 | 1 | 1 | -2 | -2 | 1 | -2 | -2 | -2 | 1 | 1 | 1 | 1 | -2 | -2 | -2 | -2 | -2 | -2 | -1 | -1 | -2 | 1 | -2 | 1 | 1 | 1 | 1 | 1 | 1 | 2 | -2 | 1 | 1 | 1 | 1 | 1 | -1 | 1 | 1 | 1 | 1 | 1 | -2 | 1 | -2 | -2 | -2 | 1 | -2 | -2 | 1 | -1 | -2 | -2 |  | -2
ICAPIA | ICACLS4040 | i4040 | EPRI | AC | 9.6 | 2025-08-06 | 2025-08-06 | Network Capable |  | Dual port. | Dual port. | 2 | -2 | -2 | 1 | -1 | 1 | -2 | -2 | -2 | -2 | -2 | -2 | 1 | -2 | -2 | 2 | 0 | 2 | -1 | -1 | 1 | 1 | -2 | 1 | 1 | 1 | 1 | 1 | 1 | 1 | -1 | 1 | 1 | -1 | -1 | -1 | 1 | 1 | 1 | -1 | -1 | -1 | -1 | -1 | -2 | -2 | -2 | -2 | -2 | -2 | -2 | -2 | -2 | -2 | -2 | -2 | -2 | -2 | -2 | -2 | 1 | -2 | -2 | -2 | -2 | 1 | -2 | -2 | -2 | 1 | 1 | 1 | 1 | -2 | -2 | -2 | 1 | -2 | -1 | 1 | 1 | 1 | -2 | 1 | -2 | -2 | 1 | 1 | 1 | 1 | 2 | 2 | 1 | 1 | 1 | 1 | 1 | -1 | 1 | 1 | 1 | 1 | 1 | -2 | 1 | 1 | 1 | 1 | 1 | 1 | 1 | 1 | -2 | -2 | -2 |  | -2
ICAPIA | ICACLS4080 | i4080 | EPRI | AC | 19.2 | 2025-08-06 | 2025-08-06 | Network Capable |  | Dual port. | Dual port. | 2 | -2 | -2 | 1 | -1 | 1 | -2 | -2 | -2 | -2 | -2 | -2 | 1 | -2 | -2 | 2 | 0 | 2 | -1 | -1 | 1 | 1 | -2 | 1 | 1 | 1 | 1 | 1 | 1 | 1 | -1 | 1 | 1 | -1 | -1 | -1 | 1 | 1 | 1 | -1 | -1 | -1 | -1 | -1 | -2 | -2 | -2 | -2 | -2 | -2 | -2 | -2 | -2 | -2 | -2 | -2 | -2 | -2 | -2 | -2 | 1 | -2 | -2 | -2 | -2 | 1 | -2 | -2 | -2 | 1 | 1 | 1 | 1 | -2 | -2 | -2 | 1 | -2 | -1 | 1 | 1 | 1 | -2 | 1 | -2 | -2 | 1 | 1 | 1 | 1 | 2 | 2 | 1 | 1 | 1 | 1 | 1 | -1 | 1 | 1 | 1 | 1 | 1 | -2 | 1 | 1 | 1 | 1 | 1 | -1 | 1 | 1 | -2 | -2 | -2 |  | -2
ICAPIA | ICACLS80 | i80 | EPRI | AC | 19.2 | 2025-08-06 | 2025-08-06 | Network Capable |  | Single port. | Single port. | 2 | -2 | -2 | 1 | -1 | 1 | -2 | -2 | -2 | -2 | -2 | -2 | 1 | -2 | -2 | 2 | 0 | 2 | -1 | -1 | 1 | 1 | -2 | 1 | 1 | 1 | 1 | 1 | 1 | 1 | -1 | 1 | 1 | -1 | -1 | -1 | 1 | 1 | 1 | -1 | -1 | -1 | -1 | -1 | -2 | -2 | -2 | -2 | -2 | -2 | -2 | -2 | -2 | -2 | -2 | -2 | -2 | -2 | -2 | -2 | 1 | -2 | -2 | -2 | -2 | 1 | -2 | -2 | -2 | 1 | 1 | 1 | 1 | -2 | -2 | -2 | 1 | -2 | -1 | 1 | 1 | 1 | -2 | 1 | -2 | -2 | 1 | 1 | 1 | 1 | 2 | 2 | 1 | 1 | 1 | 1 | 1 | -1 | 1 | 1 | 1 | 1 | 1 | -2 | 1 | 1 | 1 | 1 | 1 | -1 | 1 | 1 | -2 | -2 | -2 |  | -2
ICAPIA | ICACOP48 | OPAL OMNI 48 | EPRI | AC | 11.5 | 2025-08-06 | 2025-08-06 | Network Capable |  | Single port. | Single port. | 2 | -2 | -2 | 1 | -1 | 1 | -2 | -2 | -2 | -2 | -2 | -2 | 1 | -2 | -2 | 2 | 0 | 2 | 2 | -1 | 1 | 1 | -2 | 1 | 1 | 1 | 1 | 1 | 1 | 1 | -1 | 1 | 1 | -1 | -1 | -1 | 1 | 1 | 1 | -1 | -1 | -1 | -1 | -1 | -2 | -2 | -2 | -2 | -2 | -2 | -2 | -2 | -2 | -2 | -2 | -2 | -2 | -2 | -2 | -2 | 1 | -2 | -2 | -2 | -2 | 1 | -2 | -2 | -2 | 1 | 1 | 1 | 1 | -2 | -2 | -2 | 1 | -2 | -1 | 1 | 1 | 1 | -2 | 1 | -2 | -2 | 1 | 1 | 1 | 1 | 2 | 2 | 1 | 1 | 1 | 1 | 1 | -1 | 1 | 1 | 1 | 1 | 1 | -2 | 1 | 1 | 1 | 1 | 1 | -1 | 1 | 1 | -2 | -2 | -2 |  | -2
InCharge | EX-1193-1 |  | EPRI | AC | 19.2 | 2025-03-04 | 2025-03-04 | Network Capable | NA | Single Port | Single Port NRTL Listed as EX-1193-1 | 2 | -2 | -2 | 1 | -1 | -1 | -2 | -2 | -2 | -2 | -2 | -2 | 1 | -2 | -2 | 2 | 0 | 2 | -1 | -1 | 1 | 1 | -2 | 1 | 1 | 1 | 1 | 0 | 0 | 0 | 0 | 0 | 1 | -1 | -1 | -1 | 1 | 1 | 1 | 1 | -1 | -1 | -2 | 1 | 1 | -1 | -1 | 1 | -2 | 1 | 1 | 1 | 1 | 1 | -1 | -1 | 1 | 1 | 2 | 0 | 1 | -2 | 1 | -2 | -2 | 1 | -2 | 1 | 1 | -1 | 0 | -1 | 1 | -2 | -2 | -2 | 1 | 1 | 1 | -1 | -1 | 1 | -2 | 1 | -2 | -2 | 1 | 1 | 1 | 1 | 2 | 2 | 1 | -1 | -1 | 1 | 1 | 1 | 1 | 1 | 1 | 1 | 1 | -2 | 1 | -2 | -2 | -2 | 0 | -1 | 1 | 1 | -1 | -2 | -2 |  | -2
InCharge | ICE 80A Dual | ICE 80A Dual | EPRI | AC | 19.2 | 2025-03-03 | 2024-08-09 | Fully Networked | In-Control | Dual Port | Dual port. | 2 | -2 | -2 | 1 | 1 | -1 | -2 | -2 | -2 | -2 | -2 | -2 | 1 | -2 | -2 | 2 | 0 | 2 | -1 | -1 | 1 | 1 | -2 | 1 | 1 | 1 | 1 | 1 | 1 | 1 | 1 | 1 | 1 | -1 | -1 | -1 | 1 | 1 | 1 | -1 | -1 | -1 | -2 | -1 | 1 | -1 | -1 | 1 | -2 | 1 | 1 | -1 | -1 | 1 | -1 | -1 | 1 | 1 | 2 | 1 | 1 | -2 | 1 | 1 | 1 | 1 | 1 | 1 | -1 | 1 | 1 | 1 | 1 | 1 | 1 | 1 | -1 | -1 | -1 | 1 | 1 | 1 | -2 | 1 | -2 | -2 | 1 | 1 | 1 | 1 | 2 | 2 | 1 | 1 | 1 | 1 | -1 | 1 | 1 | 1 | 1 | 1 | 1 | 1 | 1 | 1 | 1 | -1 | 1 | -1 | 1 | 1 | -1 | -2 | -2 |  | -2
InCharge | ICE 80A Dual-40 | ICE 80A Dual | EPRI | AC | 9.6 | 2024-08-09 | 2024-08-09 | Fully Networked | In-Control | Dual Port | Dual port. | 2 | -2 | -2 | 1 | 1 | -1 | -2 | -2 | -2 | -2 | -2 | -2 | 1 | -2 | -2 | 2 | 0 | 2 | -1 | -1 | 1 | 1 | -2 | 1 | 1 | 1 | 1 | 1 | 1 | 1 | 1 | 1 | 1 | -1 | -1 | -1 | 1 | 1 | 1 | -1 | -1 | -1 | -2 | -1 | 1 | -1 | -1 | 1 | -2 | 1 | 1 | -1 | -1 | 1 | -1 | -1 | 1 | 1 | 2 | 1 | 1 | -2 | 1 | 1 | 1 | 1 | 1 | 1 | -1 | 1 | 1 | 1 | 1 | 1 | 1 | 1 | -1 | -1 | -1 | 1 | 1 | 1 | -2 | 1 | -2 | -2 | 1 | 1 | 1 | 1 | 2 | 2 | 1 | 1 | 1 | 1 | -1 | 1 | 1 | 1 | 1 | 1 | 1 | 1 | 1 | 1 | 1 | -1 | 1 | 1 | -1 | 1 | -1 | -2 | -2 |  | -2
InCharge | ICE-40 AC | ICE-40 AC | EPRI | AC | 9.6 | 2024-08-09 | 2024-08-09 | Fully Networked | In-Control |  | 40 A 9.6 kW | 2 | -2 | -2 | 1 | -1 | 1 | -2 | -2 | -2 | -2 | -2 | -2 | 1 | -2 | -2 | 2 | 0 | -1 | -1 | -1 | 1 | 1 | -2 | 1 | 1 | 1 | 1 | 1 | 1 | 1 | 1 | 1 | 1 | -1 | -1 | -1 | 1 | 1 | 1 | -1 | -1 | -1 | -2 | -1 | 1 | -1 | -1 | 1 | -2 | 1 | 1 | -1 | -1 | 1 | -1 | -1 | 1 | 1 | 2 | 1 | 1 | -2 | 1 | 1 | 1 | -1 | 1 | 1 | -1 | -1 | 1 | -1 | 1 | -1 | 1 | 1 | -1 | -1 | 1 | -1 | -1 | 1 | -2 | 1 | -2 | -2 | -1 | -1 | -1 | -1 | 2 | 2 | 1 | 1 | 1 | 1 | -1 | 1 | 1 | 1 | 1 | 1 | 1 | 1 | 1 | 1 | 1 | -1 | 1 | 1 | 1 | 1 | -1 | -2 | -2 |  | 1
InCharge | ICE-80 AC | ICE-80 AC | EPRI | AC | 19.2 | 2024-08-09 | 2024-08-09 | Fully Networked | In-Control |  | 80 A 19.2 kW | 2 | -2 | -2 | 1 | -1 | 1 | -2 | -2 | -2 | -2 | -2 | -2 | 1 | -2 | -2 | 2 | 0 | -1 | -1 | -1 | 1 | 1 | -2 | 1 | 1 | 1 | 1 | 1 | 1 | 1 | 1 | 1 | 1 | -1 | -1 | -1 | 1 | 1 | 1 | -1 | -1 | -1 | -2 | -1 | 1 | -1 | -1 | 1 | -2 | 1 | 1 | -1 | -1 | 1 | -1 | -1 | 1 | 1 | 2 | 1 | 1 | -2 | 1 | 1 | 1 | -1 | 1 | 1 | -1 | -1 | 1 | -1 | 1 | -1 | 1 | 1 | -1 | -1 | 1 | -1 | -1 | 1 | -2 | 1 | -2 | -2 | -1 | -1 | -1 | -1 | 2 | 2 | 1 | 1 | 1 | 1 | -1 | 1 | 1 | 1 | 1 | 1 | 1 | 1 | 1 | 1 | 1 | -1 | 1 | -1 | 1 | 1 | -1 | -2 | -2 |  | 1
InCharge | ICE-80A Gen1 | ICE-80A Gen1 | EPRI | AC | 19.2 | 2025-01-28 | 2025-01-28 | Fully Networked | In-Control | Single port. | Single port. | 2 | -2 | -2 | 1 | -1 | 1 | -2 | -2 | -2 | -2 | -2 | -2 | 1 | -2 | -2 | 2 | 0 | 2 | -1 | -1 | 1 | 1 | -2 | 1 | 1 | 1 | 1 | 1 | 1 | 1 | 1 | 1 | 1 | -1 | -1 | -1 | 1 | 1 | 1 | -1 | -1 | -1 | -1 | -1 | 1 | -1 | -1 | 1 | -2 | 1 | 1 | -1 | -1 | 1 | -1 | -1 | 1 | 1 | 2 | 1 | 1 | -2 | 1 | 1 | 1 | 1 | 1 | 1 | 1 | -1 | 1 | -1 | 1 | 1 | 1 | 1 | -1 | -1 | -1 | -1 | -1 | 1 | -2 | 1 | -2 | -2 | -1 | -1 | -1 | -1 | 2 | 2 | 1 | -1 | 1 | 1 | -1 | 1 | 1 | 1 | 1 | 1 | 1 | 1 | 1 | 1 | 1 | 1 | 1 | -2 | 1 | 1 | -1 | -2 | -2 |  | -2
InCharge | ICE-80A Gen2 | ICE-80A Gen2 | EPRI | AC | 19.2 | 2025-01-28 | 2025-01-28 | Fully Networked | In-Control | Single port. | Single port. | 2 | -2 | -2 | 1 | -1 | 1 | -2 | -2 | -2 | -2 | -2 | -2 | 1 | -2 | -2 | 2 | 0 | 2 | -1 | -1 | 1 | 1 | -2 | 1 | 1 | 1 | 1 | 1 | 1 | 1 | 1 | 1 | 1 | -1 | -1 | -1 | 1 | 1 | 1 | -1 | -1 | -1 | -1 | -1 | 1 | -1 | -1 | 1 | -2 | 1 | 1 | -1 | -1 | 1 | -1 | -1 | 1 | 1 | 2 | 1 | 1 | -2 | 1 | 1 | 1 | 1 | 1 | 1 | 1 | 1 | 1 | -1 | 1 | 1 | 1 | 1 | -1 | -1 | -1 | -1 | -1 | 1 | -2 | 1 | -2 | -2 | -1 | -1 | -1 | -1 | 2 | 2 | 1 | 1 | 1 | 1 | -1 | 1 | 1 | 1 | 1 | 1 | 1 | 1 | 1 | 1 | 1 | 1 | 1 | -2 | 1 | 1 | -1 | -2 | -2 |  | -2
InCharge | ICE 480 | ICE 480 | EPRI | DC | 480 | 2025-09-23 | 2024-08-09 | Fully Networked | In-Control | Single or dual port | Supports both CCS and CHAdeMO standards with one or two connectors. This DC Split System is designed to provide high power charging with distributed dispenser and power conversion units. | -2 | 2 | -2 | -2 | -2 | -2 | 1 | 1 | 1 | -1 | -2 | -2 | -2 | 1 | -2 | 2 | -2 | -1 | -1 | -1 | 1 | -2 | 1 | 1 | 1 | 1 | 1 | 1 | 1 | 1 | 1 | 1 | 1 | -1 | -1 | -1 | 1 | 1 | 1 | 1 | -1 | -1 | -2 | 1 | 1 | -1 | -1 | 1 | -2 | 1 | 1 | -1 | -1 | 1 | -1 | -1 | 1 | 1 | 2 | 1 | -2 | 1 | 1 | 1 | 1 | 1 | 1 | 1 | -1 | 1 | 1 | 1 | 1 | 1 | 1 | 1 | 1 | -1 | -2 | -1 | -1 | -2 | 1 | -2 | 1 | 1 | 1 | 1 | 1 | 1 | 2 | -2 | 1 | 1 | 1 | 1 | -1 | 1 | 1 | 1 | 1 | 1 | 1 | 1 | 1 | 1 | 1 | -1 | 1 | -2 | -2 | 1 | -1 | -2 | -2 |  | -2
InCharge | ICE CUBE 200kWh/200kW Battery Buffer | ICE CUBE 200kWh/200kW Battery Buffer | EPRI | DC | 240 | 2025-09-23 | 2024-08-09 | Fully Networked | In-Control |  | Battery integrated DCFC. Up to 4 ports. | -2 | 2 | -2 | -2 | -2 | -2 | 1 | 1 | 1 | -1 | -2 | -2 | -2 | 1 | -2 | 2 | -2 | -1 | -1 | -1 | 1 | -2 | 1 | 1 | 1 | 1 | 1 | 1 | 1 | 1 | 1 | 1 | 1 | -1 | -1 | -1 | 1 | 1 | 1 | 1 | -1 | -1 | -2 | 1 | 1 | -1 | -1 | 1 | -2 | 1 | 1 | -1 | -1 | 1 | -1 | -1 | 1 | 1 | 2 | 1 | -2 | 1 | 1 | 1 | 1 | 1 | 1 | 1 | -1 | 1 | 1 | 1 | 1 | 1 | 1 | 1 | 1 | -1 | -2 | -1 | -1 | -2 | 1 | -2 | 1 | 1 | 1 | 1 | 1 | 1 | 2 | -2 | 1 | 1 | 1 | 1 | -1 | 1 | 1 | 1 | 1 | 1 | 1 | 1 | 1 | 1 | 1 | -1 | 1 | -2 | -2 | 1 | -1 | -2 | -2 |  | -2
InCharge | ICE-120 | ICE-120 | EPRI | DC | 120 | 2025-09-23 | 2024-08-09 | Fully Networked | In-Control | 1x CCS1 connector 1x CHAdeMO connector | 1x CCS1 connector 1x CHAdeMO connector NRTL listed as Shenzhen InfyPower : EXP120K2-FD-UU2 & EXP120K2-FS-U2 | -2 | 2 | -2 | -2 | -2 | -2 | 1 | 1 | 1 | -1 | -2 | -2 | -2 | 1 | -2 | 2 | -2 | -1 | -1 | -1 | 1 | -2 | 1 | 1 | 1 | 1 | 1 | 1 | 1 | 1 | 1 | 1 | 1 | -1 | -1 | -1 | 1 | 1 | 1 | 1 | -1 | -1 | -2 | 1 | 1 | -1 | -1 | 1 | -2 | 1 | 1 | -1 | -1 | 1 | -1 | -1 | 1 | 1 | 2 | 1 | -2 | 1 | 1 | 1 | 1 | 1 | 1 | 1 | -1 | 1 | 1 | 1 | 1 | 1 | 1 | 1 | 1 | -1 | -2 | -1 | -1 | -2 | 1 | -2 | -1 | 1 | 1 | 1 | 1 | 1 | 2 | -2 | 1 | 1 | 1 | 1 | -1 | 1 | 1 | 1 | 1 | 1 | 1 | 1 | 1 | 1 | 1 | -1 | 1 | -2 | -2 | 1 | -1 | -2 | -2 |  | 1
InCharge | ICE-180 | ICE-180 | EPRI | DC | 180 | 2025-09-23 | 2024-08-09 | Fully Networked | In-Control | 1x CCS1 connector 1x CHAdeMO connector | 1x CCS1 connector 1x CHAdeMO connector NRTL listed as Shenzhen InfyPower : EXP180K2-FD-UU2 & EXP180K2-FS-U2 | -2 | 2 | -2 | -2 | -2 | -2 | 1 | 1 | 1 | -1 | -2 | -2 | -2 | 1 | -2 | 2 | -2 | 2 | -1 | -1 | 1 | -2 | 1 | 1 | 1 | 1 | 1 | 1 | 1 | 1 | 1 | 1 | 1 | -1 | -1 | -1 | 1 | 1 | 1 | 1 | -1 | -1 | -2 | 1 | 1 | -1 | -1 | 1 | -2 | 1 | 1 | -1 | -1 | 1 | -1 | -1 | 1 | 1 | 2 | 1 | -2 | 1 | 1 | 1 | 1 | 1 | 1 | 1 | -1 | 1 | 1 | 1 | 1 | 1 | 1 | 1 | 1 | -1 | -2 | -1 | -1 | -2 | 1 | -2 | 1 | 1 | 1 | 1 | 1 | 1 | 2 | -2 | 1 | 1 | 1 | 1 | -1 | 1 | 1 | 1 | 1 | 1 | 1 | 1 | 1 | 1 | 1 | -1 | 1 | -2 | -2 | 1 | -1 | -2 | -2 |  | 1
InCharge | ICE-30 | ICE-30 | EPRI | DC | 30 | 2025-09-23 | 2024-08-09 | Fully Networked | In-Control | 1x CCS1 connector 1x CHAdeMO connector | 1x CCS1 connector 1x CHAdeMO connector NRTL listed as Shenzhen InfyPower : EXP30k2-FSW-U2 & EXP30kW-FDW-UU2 | -2 | 2 | -2 | -2 | -2 | -2 | 1 | 1 | 1 | -1 | -2 | -2 | -2 | 1 | -2 | 2 | -2 | 2 | -1 | -1 | 1 | -2 | 1 | 1 | 1 | 1 | 1 | 1 | 1 | 1 | 1 | 1 | 1 | -1 | -1 | -1 | 1 | 1 | 1 | 1 | -1 | -1 | -2 | 1 | 1 | -1 | -1 | 1 | -2 | 1 | 1 | -1 | -1 | 1 | -1 | -1 | 1 | 1 | 2 | 1 | -2 | 1 | 1 | 1 | 1 | 1 | 1 | 1 | -1 | 1 | 1 | 1 | 1 | 1 | 1 | 1 | 1 | -1 | -2 | 1 | 1 | -2 | 1 | -2 | -1 | 1 | 1 | 1 | 1 | 1 | 2 | -2 | 1 | 1 | -1 | 1 | -1 | 1 | 1 | 1 | 1 | 1 | 1 | 1 | 1 | 1 | 1 | -1 | 1 | -2 | -2 | 1 | -1 | -2 | -2 |  | -2
InCharge | ICE-60 | ICE-60 | EPRI | DC | 60 | 2025-09-23 | 2024-08-09 | Fully Networked | In-Control | 1x CCS1 connector 1x CHAdeMO connector | 1x CCS1 connector 1x CHAdeMO connector NRTL listed as Shenzhen InfyPower : EXP60K2-FD-UU2 & EXP60K2-FS-U2 | -2 | 2 | -2 | -2 | -2 | -2 | 1 | 1 | 1 | -1 | -2 | -2 | -2 | 1 | -2 | 2 | -2 | 2 | -1 | -1 | 1 | -2 | 1 | 1 | 1 | 1 | 1 | 1 | 1 | 1 | 1 | 1 | 1 | -1 | -1 | -1 | 1 | 1 | 1 | 1 | -1 | -1 | -2 | 1 | 1 | -1 | -1 | 1 | -2 | 1 | 1 | -1 | -1 | 1 | -1 | -1 | 1 | 1 | 2 | 1 | -2 | 1 | 1 | 1 | 1 | 1 | 1 | 1 | -1 | 1 | 1 | 1 | 1 | 1 | 1 | 1 | 1 | -1 | -2 | -1 | -1 | -2 | 1 | -2 | -1 | 1 | 1 | 1 | 1 | 1 | 2 | -2 | 1 | 1 | 1 | 1 | -1 | 1 | 1 | 1 | 1 | 1 | 1 | 1 | 1 | 1 | 1 | -1 | 1 | -2 | -2 | 1 | -1 | -2 | -2 |  | 1
InCharge | ICE-22 V2X Wallbox | ICE-22 V2X Wallbox | EPRI | DC V2G | 22 | 2025-09-23 | 2024-08-09 | Fully Networked | In-Control | Single or dual port | Supports both CCS and CHAdeMO. Up to 2 ports. | -2 | 2 | -2 | -2 | -2 | -2 | 1 | 1 | -1 | -1 | -2 | -2 | -2 | 1 | -2 | 2 | -2 | -1 | -1 | -1 | 1 | -2 | 1 | 1 | 1 | 1 | 1 | 1 | 1 | 1 | 1 | 1 | 1 | -1 | -1 | -1 | 1 | 1 | 1 | 1 | -1 | -1 | -2 | 1 | 1 | -1 | -1 | 1 | -2 | 1 | 1 | -1 | -1 | 1 | -1 | -1 | 1 | 1 | 2 | 1 | -2 | 1 | 1 | 1 | 1 | 1 | 1 | 1 | -1 | 1 | 1 | 1 | 1 | 1 | 1 | 1 | 1 | -1 | -2 | 1 | 1 | -2 | 1 | -2 | -1 | 1 | 1 | 1 | 1 | 1 | 2 | -2 | 1 | 1 | 1 | 1 | -1 | 1 | 1 | 1 | 1 | 1 | 1 | 1 | 1 | 1 | 1 | -1 | 1 | -2 | -2 | 1 | -1 | -2 | -2 |  | -2
InCharge | ICE-44 V2X Wallbox | ICE-44 V2X Wallbox | EPRI | DC V2G | 44 | 2025-09-23 | 2024-08-09 | Fully Networked | In-Control | Single or dual port | Single or dual port. Supports both CCS and CHAdeMO. Up to 2 ports. | -2 | 2 | -2 | -2 | -2 | -2 | 1 | 1 | -1 | -1 | -2 | -2 | -2 | 1 | -2 | 2 | -2 | -1 | -1 | -1 | 1 | -2 | 1 | 1 | 1 | 1 | 1 | 1 | 1 | 1 | 1 | 1 | 1 | -1 | -1 | -1 | 1 | 1 | 1 | 1 | -1 | -1 | -2 | 1 | 1 | -1 | -1 | 1 | -2 | 1 | 1 | -1 | -1 | 1 | -1 | -1 | 1 | 1 | 2 | 1 | -2 | 1 | 1 | 1 | 1 | 1 | 1 | 1 | -1 | 1 | 1 | 1 | 1 | 1 | 1 | 1 | 1 | -1 | -2 | 1 | 1 | -2 | 1 | -2 | -1 | 1 | 1 | 1 | 1 | 1 | 2 | -2 | 1 | 1 | 1 | 1 | -1 | 1 | 1 | 1 | 1 | 1 | 1 | 1 | 1 | 1 | 1 | -1 | 1 | -2 | -2 | 1 | -1 | -2 | -2 |  | -2
InCharge | ICE-66 V2X | ICE-66 V2X | EPRI | DC V2G | 66 | 2025-09-23 | 2024-08-09 | Fully Networked | In-Control | Single or dual port | Single or dual port. Supports both CCS and CHAdeMO. Up to 2 ports. | -2 | 2 | -2 | -2 | -2 | -2 | 1 | 1 | -1 | -1 | -2 | -2 | -2 | 1 | -2 | 2 | -2 | -1 | -1 | -1 | 1 | -2 | 1 | 1 | 1 | 1 | 1 | 1 | 1 | 1 | 1 | 1 | 1 | -1 | -1 | -1 | 1 | 1 | 1 | 1 | -1 | -1 | -2 | 1 | 1 | -1 | -1 | 1 | -2 | 1 | 1 | -1 | -1 | 1 | -1 | -1 | 1 | 1 | 2 | 1 | -2 | 1 | 1 | 1 | 1 | 1 | 1 | 1 | -1 | 1 | 1 | 1 | 1 | 1 | 1 | 1 | 1 | -1 | -2 | -1 | -1 | -2 | 1 | -2 | 1 | 1 | 1 | 1 | 1 | 1 | 2 | -2 | 1 | 1 | 1 | 1 | -1 | 1 | 1 | 1 | 1 | 1 | 1 | 1 | 1 | 1 | 1 | -1 | 1 | -2 | -2 | 1 | -1 | -2 | -2 |  | -2
InCharge | ICE-132 V2X | ICE-132 V2X | EPRI | DC V2G | 132 | 2025-10-01 | 2025-10-01 | Network Capable |  | Dual port. | Dual port. | -2 | 2 | -2 | -2 | -2 | -2 | 1 | 1 | 1 | -1 | -2 | -2 | -2 | 1 | -2 | -1 | -2 | -1 | -1 | -1 | 1 | -2 | 1 | 1 | 1 | 1 | 1 | 1 | 1 | 1 | 1 | 1 | 1 | -1 | -1 | -1 | 1 | 1 | 1 | 1 | -1 | -1 | -2 | 1 | -2 | -2 | -2 | -2 | -2 | -2 | -2 | -2 | -2 | -2 | -2 | -2 | -2 | -2 | -2 | -2 | -2 | 1 | -2 | -2 | -2 | 1 | -2 | -2 | -2 | 1 | 1 | 1 | 1 | -2 | -2 | -2 | 1 | -2 | -2 | -1 | -1 | -2 | 1 | -2 | 1 | 1 | 1 | 1 | 1 | 1 | 2 | -2 | -1 | 1 | 1 | 1 | 1 | 1 | 1 | 1 | 1 | 1 | 1 | -2 | 1 | 1 | 1 | 1 | 1 | -2 | -2 | 1 | -1 | -2 | -2 |  | -2
InCharge | ICE60K3-FDW-UU2 | ICE-60 DCWB | EPRI | DC | 60 | 2025-09-23 | 2025-09-23 | Network Capable |  | Dual port. | Dual port. | -2 | 2 | -2 | -2 | -2 | -2 | 1 | 1 | 1 | -1 | -2 | -2 | -2 | 1 | -2 | -1 | -2 | 2 | -1 | -1 | 1 | -2 | 1 | 1 | 1 | 1 | 1 | 1 | 1 | 1 | 1 | 1 | 1 | -1 | -1 | -1 | 1 | 1 | 1 | 1 | -1 | -1 | -2 | 1 | -2 | -2 | -2 | -2 | -2 | -2 | -2 | -2 | -2 | -2 | -2 | -2 | -2 | -2 | -2 | -2 | -2 | 1 | -2 | -2 | -2 | 1 | -2 | -2 | -2 | 1 | 1 | 1 | 1 | -2 | -2 | -2 | 1 | -2 | -2 | 1 | 1 | -2 | 1 | -2 | 1 | 1 | 1 | 1 | 1 | 1 | 2 | -2 | 1 | 1 | 1 | 1 | 1 | 1 | 1 | 1 | 1 | 1 | 1 | -2 | 1 | 1 | 1 | -1 | -1 | -2 | 1 | 1 | -1 | -2 | -2 |  | -2
InCharge | IDC600K3-FMR5-2 | ICE-600 | EPRI | DC | 600 | 2025-10-01 | 2025-10-01 | Network Capable |  | Ten ports. | Ten ports. | -2 | 2 | -2 | -2 | -2 | -2 | 1 | 1 | 1 | -1 | -2 | -2 | -2 | 1 | -2 | 2 | -2 | -1 | -1 | -1 | 1 | -2 | 1 | 1 | 1 | 1 | 1 | 1 | 1 | 1 | 1 | 1 | 1 | -1 | -1 | -1 | 1 | 1 | 1 | 1 | -1 | -1 | -2 | 1 | -2 | -2 | -2 | -2 | -2 | -2 | -2 | -2 | -2 | -2 | -2 | -2 | -2 | -2 | -2 | -2 | -2 | 1 | -2 | -2 | -2 | 1 | -2 | -2 | -2 | 1 | 1 | 1 | 1 | -2 | -2 | -2 | 1 | -2 | -2 | -1 | -1 | -2 | 1 | -2 | 1 | 1 | 1 | 1 | 1 | 1 | 2 | -2 | 1 | 1 | 1 | 1 | 1 | 1 | 1 | 1 | 1 | 1 | 1 | -2 | 1 | 1 | 1 | -1 | 1 | -2 | -2 | 1 | -1 | -2 | -2 |  | -2
InCharge |  |  | PGE/Evergy | NETWORK | NA | 2025-09-23 | 2023-03-20 | Network Software | In-Control Network |  |  | -2 | -2 | -2 | -2 | -2 | -2 | -2 | -2 | -2 | -2 | -2 | -2 | -2 | -2 | -2 | -2 | -2 | -2 | -2 | -2 | -2 | -2 | -2 | -2 | -2 | -2 | -2 | -2 | -2 | -2 | -2 | -2 | -2 | -2 | -2 | -2 | -2 | -2 | -2 | -2 | -2 | -2 | -2 | -2 | 1 | 2 | 2 | 1 | -2 | 0 | 0 | 1 | 0 | 1 | 2 | 2 | 1 | 1 | -1 | 1 | -2 | -2 | 0 | 0 | 0 | 0 | 0 | 0 | -2 | 0 | -2 | 0 | 0 | 0 | 0 | 0 | 0 | 0 | -2 | -2 | -2 | -2 | -2 | -2 | -2 | -2 | -2 | 0 | 0 | 0 | -2 | -2 | 0 | -2 | -2 | 0 | 0 | 0 | -2 | 0 | 0 | 0 | 0 | 0 | 0 | 0 | 0 | 0 | 1 | -2 | -2 | 1 | -1 | 1 | -1 |  | 1
InductEV |  |  | PGE | NETWORK | NA | 2024-07-01 | 2024-07-01 | Network Software | InductEV Network |  |  | -2 | -2 | -2 | -2 | -2 | -2 | -2 | -2 | -2 | -2 | -2 | -2 | -2 | -2 | -2 | -2 | -2 | -2 | -2 | -2 | -2 | -2 | -2 | -2 | -2 | -2 | -2 | -2 | -2 | -2 | -2 | -2 | -2 | -2 | -2 | -2 | -2 | -2 | -2 | -2 | -2 | -2 | -2 | -2 | 0 | -1 | -1 | 1 | -2 | 0 | 0 | 0 | 0 | 0 | -1 | -1 | 0 | 1 | -1 | 0 | -2 | -2 | 0 | 0 | 0 | 0 | 0 | 0 | -2 | 0 | -2 | 0 | 0 | 0 | 0 | 0 | 0 | 0 | -2 | -2 | -2 | -2 | -2 | -2 | -2 | -2 | -2 | 0 | 0 | 0 | -2 | -2 | 0 | -2 | -2 | 0 | 0 | 0 | -2 | 0 | 0 | 0 | 0 | 0 | 0 | 0 | 0 | 0 | 0 | -2 | -2 | 1 | -1 | 1 | -1 |  | -2
Ingeteam | RAPID 120 | RAPID 120 | EPRI | DC | 120 | 2024-11-08 | 2024-11-08 | Network Capable |  | Single or dual port. | Stand-alone. Single or dual port. CCS1, NACS and/or CHAdeMO. | -2 | 2 | -2 | -2 | -2 | -2 | 1 | 1 | 1 | -1 | -2 | -2 | -2 | 1 | -2 | 2 | -2 | -1 | -1 | -1 | 1 | -2 | 1 | 1 | 1 | 1 | 1 | 1 | 1 | 1 | 1 | 1 | 1 | -1 | -1 | -1 | 1 | 1 | 1 | 1 | -1 | -1 | -1 | 1 | -2 | -2 | -2 | -2 | -2 | -2 | -2 | -2 | -2 | -2 | -2 | -2 | -2 | -2 | -2 | -2 | -2 | 1 | -2 | -2 | -2 | 1 | -2 | -2 | -2 | 1 | 1 | 1 | 1 | -2 | -2 | -2 | -1 | -2 | -2 | 1 | 1 | -2 | 1 | -2 | -1 | 1 | 1 | 1 | 1 | 1 | 2 | -2 | 1 | 1 | 1 | 1 | 1 | -1 | 1 | 1 | 1 | 1 | 1 | -2 | 1 | -2 | -2 | -2 | 1 | -2 | -2 | -1 | -1 | -2 | -2 |  | -2
Ingeteam | RAPID 150 | RAPID 150 | EPRI | DC | 150 | 2024-11-08 | 2024-11-08 | Network Capable |  | Single or dual port. | Stand-alone. Single or dual port. CCS1, NACS and/or CHAdeMO. | -2 | 2 | -2 | -2 | -2 | -2 | 1 | 1 | 1 | -1 | -2 | -2 | -2 | 1 | -2 | 2 | -2 | -1 | -1 | -1 | 1 | -2 | 1 | 1 | 1 | 1 | 1 | 1 | 1 | 1 | 1 | 1 | 1 | -1 | -1 | -1 | 1 | 1 | 1 | 1 | -1 | -1 | -1 | 1 | -2 | -2 | -2 | -2 | -2 | -2 | -2 | -2 | -2 | -2 | -2 | -2 | -2 | -2 | -2 | -2 | -2 | 1 | -2 | -2 | -2 | 1 | -2 | -2 | -2 | 1 | 1 | 1 | 1 | -2 | -2 | -2 | -1 | -2 | -2 | 1 | 1 | -2 | 1 | -2 | 1 | 1 | 1 | 1 | 1 | 1 | 2 | -2 | 1 | 1 | 1 | 1 | 1 | -1 | 1 | 1 | 1 | 1 | 1 | -2 | 1 | -2 | -2 | -2 | 1 | -2 | -2 | -1 | -1 | -2 | -2 |  | -2
Ingeteam | RAPID 180 | RAPID 180 | EPRI | DC | 180 | 2024-11-08 | 2024-11-08 | Network Capable |  | Single or dual port. | Stand-alone. Single or dual port. CCS1, NACS and/or CHAdeMO. | -2 | 2 | -2 | -2 | -2 | -2 | 1 | 1 | 1 | -1 | -2 | -2 | -2 | 1 | -2 | 2 | -2 | -1 | -1 | -1 | 1 | -2 | 1 | 1 | 1 | 1 | 1 | 1 | 1 | 1 | 1 | 1 | 1 | -1 | -1 | -1 | 1 | 1 | 1 | 1 | -1 | -1 | -1 | 1 | -2 | -2 | -2 | -2 | -2 | -2 | -2 | -2 | -2 | -2 | -2 | -2 | -2 | -2 | -2 | -2 | -2 | 1 | -2 | -2 | -2 | 1 | -2 | -2 | -2 | 1 | 1 | 1 | 1 | -2 | -2 | -2 | -1 | -2 | -2 | 1 | 1 | -2 | 1 | -2 | 1 | 1 | 1 | 1 | 1 | 1 | 2 | -2 | 1 | 1 | 1 | 1 | 1 | -1 | 1 | 1 | 1 | 1 | 1 | -2 | 1 | -2 | -2 | -2 | 1 | -2 | -2 | -1 | -1 | -2 | -2 |  | -2
Ingeteam | RAPID 60E | RAPID 60E | EPRI | DC | 60 | 2024-11-08 | 2024-11-08 | Network Capable |  | Single or dual port. | Stand-alone. Single or dual port. CCS1, NACS and/or CHAdeMO. | -2 | 2 | -2 | -2 | -2 | -2 | 1 | 1 | 1 | -1 | -2 | -2 | -2 | 1 | -2 | 2 | -2 | -1 | -1 | -1 | 1 | -2 | 1 | 1 | 1 | 1 | 1 | 1 | 1 | 1 | 1 | 1 | 1 | -1 | -1 | -1 | 1 | 1 | 1 | 1 | -1 | -1 | -1 | 1 | -2 | -2 | -2 | -2 | -2 | -2 | -2 | -2 | -2 | -2 | -2 | -2 | -2 | -2 | -2 | -2 | -2 | 1 | -2 | -2 | -2 | 1 | -2 | -2 | -2 | 1 | 1 | 1 | 1 | -2 | -2 | -2 | -1 | -2 | -2 | 1 | 1 | -2 | 1 | -2 | -1 | 1 | 1 | 1 | 1 | 1 | 2 | -2 | 1 | 1 | 1 | 1 | 1 | -1 | 1 | 1 | 1 | 1 | 1 | -2 | 1 | -2 | -2 | -2 | 1 | -2 | -2 | -1 | -1 | -2 | -2 |  | -2
Ingeteam | RAPID 90 | RAPID 90 | EPRI | DC | 90 | 2024-11-08 | 2024-11-08 | Network Capable |  | Single or dual port. | Stand-alone. Single or dual port. CCS1, NACS and/or CHAdeMO. | -2 | 2 | -2 | -2 | -2 | -2 | 1 | 1 | 1 | -1 | -2 | -2 | -2 | 1 | -2 | 2 | -2 | -1 | -1 | -1 | 1 | -2 | 1 | 1 | 1 | 1 | 1 | 1 | 1 | 1 | 1 | 1 | 1 | -1 | -1 | -1 | 1 | 1 | 1 | 1 | -1 | -1 | -1 | 1 | -2 | -2 | -2 | -2 | -2 | -2 | -2 | -2 | -2 | -2 | -2 | -2 | -2 | -2 | -2 | -2 | -2 | 1 | -2 | -2 | -2 | 1 | -2 | -2 | -2 | 1 | 1 | 1 | 1 | -2 | -2 | -2 | -1 | -2 | -2 | 1 | 1 | -2 | 1 | -2 | -1 | 1 | 1 | 1 | 1 | 1 | 2 | -2 | 1 | 1 | 1 | 1 | 1 | -1 | 1 | 1 | 1 | 1 | 1 | -2 | 1 | -2 | -2 | -2 | 1 | -2 | -2 | -1 | -1 | -2 | -2 |  | -2
Integra Energy | IE-IC3-32A-H |  | Eversource CT | AC | 7.7 | 2025-12-08 | 2025-12-08 | Network Capable |  |  |  | 2 | -2 | -2 | 0 | 0 | 0 | -2 | -2 | -2 | -2 | -2 | -2 | 0 | -2 | -2 | 0 | 0 | 2 | -1 | -1 | 0 | 0 | -2 | 0 | 0 | 0 | 0 | 0 | 0 | 0 | 0 | 0 | 0 | 0 | 0 | 0 | 0 | 0 | 0 | 0 | 0 | 0 | -2 | 0 | -2 | -2 | -2 | -2 | -2 | -2 | -2 | -2 | -2 | -2 | -2 | -2 | -2 | -2 | -2 | -2 | 0 | -2 | -2 | -2 | -2 | 0 | -2 | -2 | -2 | 0 | 0 | 0 | 0 | -2 | -2 | -2 | 0 | -2 | 0 | 0 | 0 | 0 | -2 | 0 | -2 | -2 | 0 | 0 | 0 | 0 | 0 | 0 | 0 | 0 | 0 | 0 | 0 | 0 | 0 | 0 | 0 | 0 | 0 | -2 | 0 | 0 | 0 | 0 | 0 | -2 | 0 | -2 | -2 | -2 | -2 |  | 1
Integra Energy | IEV-48SEL | IEV-48SEL | EPRI | AC | 11.5 | 2025-06-17 | 2024-08-21 | Network Capable | N/A | Single Port | Single port. | 2 | -2 | -2 | 1 | -1 | 1 | -2 | -2 | -2 | -2 | -2 | -2 | 1 | -2 | -2 | 2 | 0 | 2 | -1 | -1 | 1 | 1 | -2 | 1 | 1 | 1 | 1 | 1 | 1 | 1 | 1 | 1 | 1 | -1 | -1 | -1 | 1 | 1 | 1 | 1 | -1 | -1 | -2 | 1 | -2 | -2 | -2 | -2 | -2 | -2 | -2 | -2 | -2 | -2 | -2 | -2 | -2 | -2 | -2 | -2 | 1 | -2 | 1 | -2 | -2 | -1 | -2 | 1 | 1 | -1 | 1 | -1 | 1 | -2 | -2 | -2 | 1 | 1 | 1 | -1 | -1 | 1 | -2 | 1 | -2 | -2 | 1 | 1 | 1 | 1 | 2 | 2 | 1 | 1 | -1 | 1 | -1 | -1 | -1 | 1 | 1 | 1 | 1 | -2 | 1 | -2 | -2 | -2 | 1 | -1 | 1 | -1 | -1 | -2 | -2 |  | -2
Integra Energy | IEV-48SEL-40 | IEV-48SEL | EPRI | AC | 9.6 | 2025-06-17 | 2024-08-21 | Network Capable | N/A | Single Port | Single port. | 2 | -2 | -2 | 1 | -1 | 1 | -2 | -2 | -2 | -2 | -2 | -2 | 1 | -2 | -2 | 2 | 0 | 2 | -1 | -1 | 1 | 1 | -2 | 1 | 1 | 1 | 1 | 1 | 1 | 1 | 1 | 1 | 1 | -1 | -1 | -1 | 1 | 1 | 1 | 1 | -1 | -1 | -2 | 1 | -2 | -2 | -2 | -2 | -2 | -2 | -2 | -2 | -2 | -2 | -2 | -2 | -2 | -2 | -2 | -2 | 1 | -2 | 1 | -2 | -2 | -1 | -2 | 1 | 1 | -1 | 1 | -1 | 1 | -2 | -2 | -2 | 1 | 1 | 1 | -1 | -1 | 1 | -2 | 1 | -2 | -2 | 1 | 1 | 1 | 1 | 2 | 2 | 1 | 1 | -1 | 1 | -1 | -1 | -1 | 1 | 1 | 1 | 1 | -2 | 1 | -2 | -2 | -2 | 1 | 1 | -1 | -1 | -1 | -2 | -2 |  | -2
Integra Energy | IEV-48SEL-G2 | IEV-48SEL-G2 | EPRI | AC | 11.5 | 2025-08-29 | 2025-08-29 | Network Capable |  | Single Port | Single port. | 2 | -2 | -2 | 1 | -1 | 1 | -2 | -2 | -2 | -2 | -2 | -2 | 1 | -2 | -2 | 2 | 0 | 2 | -1 | -1 | 1 | 1 | -2 | 1 | 1 | 1 | 1 | 1 | 1 | 1 | 1 | 1 | 1 | -1 | -1 | -1 | 1 | 1 | 1 | 1 | -1 | -1 | -2 | 1 | -2 | -2 | -2 | -2 | -2 | -2 | -2 | -2 | -2 | -2 | -2 | -2 | -2 | -2 | -2 | -2 | 1 | -2 | 1 | -2 | -2 | 1 | -2 | 1 | 1 | 1 | 1 | 1 | 1 | -2 | -2 | -2 | 1 | 1 | 1 | 1 | 1 | 1 | -2 | 1 | -2 | -2 | 1 | 1 | 1 | 1 | 2 | 2 | 1 | 1 | 1 | 1 | 1 | -1 | -1 | 1 | 1 | 1 | 1 | 1 | 1 | 1 | 1 | 1 | 1 | -1 | 1 | -1 | -1 | -2 | -2 |  | -2
Integra Energy | IEV-80SEL | IEV-80SEL | EPRI | AC | 19.2 | 2025-06-17 | 2024-08-21 | Network Capable | N/A | Single Port | Single port. | 2 | -2 | -2 | 1 | -1 | 1 | -2 | -2 | -2 | -2 | -2 | -2 | 1 | -2 | -2 | 2 | 0 | 2 | -1 | -1 | 1 | 1 | -2 | 1 | 1 | 1 | 1 | 1 | 1 | 1 | 1 | 1 | 1 | -1 | -1 | -1 | 1 | 1 | 1 | 1 | -1 | -1 | -2 | 1 | -2 | -2 | -2 | -2 | -2 | -2 | -2 | -2 | -2 | -2 | -2 | -2 | -2 | -2 | -2 | -2 | 1 | -2 | 1 | -2 | -2 | -1 | -2 | 1 | 1 | -1 | 1 | -1 | 1 | -2 | -2 | -2 | 1 | 1 | 1 | -1 | -1 | 1 | -2 | 1 | -2 | -2 | 1 | 1 | 1 | 1 | 2 | 2 | 1 | 1 | -1 | 1 | -1 | -1 | -1 | 1 | 1 | 1 | 1 | -2 | 1 | -2 | -2 | -2 | 1 | -1 | 1 | -1 | -1 | -2 | -2 |  | -2
Integra Energy | IEV-80SEL-40 | IEV-80SEL | EPRI | AC | 9.6 | 2025-06-17 | 2024-08-21 | Network Capable | N/A | Single Port | Single port. | 2 | -2 | -2 | 1 | -1 | 1 | -2 | -2 | -2 | -2 | -2 | -2 | 1 | -2 | -2 | 2 | 0 | 2 | -1 | -1 | 1 | 1 | -2 | 1 | 1 | 1 | 1 | 1 | 1 | 1 | 1 | 1 | 1 | -1 | -1 | -1 | 1 | 1 | 1 | 1 | -1 | -1 | -2 | 1 | -2 | -2 | -2 | -2 | -2 | -2 | -2 | -2 | -2 | -2 | -2 | -2 | -2 | -2 | -2 | -2 | 1 | -2 | 1 | -2 | -2 | -1 | -2 | 1 | 1 | -1 | 1 | -1 | 1 | -2 | -2 | -2 | 1 | 1 | 1 | -1 | -1 | 1 | -2 | 1 | -2 | -2 | 1 | 1 | 1 | 1 | 2 | 2 | 1 | 1 | -1 | 1 | -1 | -1 | -1 | 1 | 1 | 1 | 1 | -2 | 1 | -2 | -2 | -2 | 1 | 1 | -1 | -1 | -1 | -2 | -2 |  | -2
Integra Energy | IEV-80SEL-G2 | IEV-80SEL-G2 | EPRI | AC | 19.2 | 2025-08-29 | 2025-08-29 | Network Capable |  | Single Port | Single port. | 2 | -2 | -2 | 1 | -1 | 1 | -2 | -2 | -2 | -2 | -2 | -2 | 1 | -2 | -2 | 2 | 0 | 2 | -1 | -1 | 1 | 1 | -2 | 1 | 1 | 1 | 1 | 1 | 1 | 1 | 1 | 1 | 1 | -1 | -1 | -1 | 1 | 1 | 1 | 1 | -1 | -1 | -2 | 1 | -2 | -2 | -2 | -2 | -2 | -2 | -2 | -2 | -2 | -2 | -2 | -2 | -2 | -2 | -2 | -2 | 1 | -2 | 1 | -2 | -2 | 1 | -2 | 1 | 1 | 1 | 1 | 1 | 1 | -2 | -2 | -2 | 1 | 1 | 1 | 1 | 1 | 1 | -2 | 1 | -2 | -2 | 1 | 1 | 1 | 1 | 2 | 2 | 1 | 1 | 1 | 1 | 1 | -1 | -1 | 1 | 1 | 1 | 1 | 1 | 1 | 1 | 1 | 1 | 1 | -1 | 1 | -1 | -1 | -2 | -2 |  | -2
Integra Energy | IEV/D030/SXXX | IEV/D030/SXXX | EPRI/PGE | DC | 30 | 2024-07-01 | 2024-07-01 | Network Capable | NA | 1x CCS1 connector 1x CHAdeMO connector | 1x CCS1 connector 1x CHAdeMO connector | -2 | 2 | -2 | -2 | -2 | -2 | 1 | 1 | 0 | 0 | -2 | -2 | -2 | 1 | -2 | 2 | -2 | 2 | -1 | -1 | 1 | -2 | 1 | 1 | 1 | 1 | 1 | 0 | 0 | 0 | 0 | 1 | 1 | -1 | -1 | -1 | 1 | 1 | 1 | 1 | -1 | -1 | -2 | 1 | -2 | -2 | -2 | -2 | -2 | -2 | -2 | -2 | -2 | -2 | -2 | -2 | -2 | -2 | -2 | -2 | -2 | -1 | -1 | -2 | -2 | -1 | -2 | -1 | -1 | 1 | 0 | 0 | 0 | -2 | -2 | -2 | 0 | 0 | -2 | 1 | 1 | -2 | 1 | -2 | 1 | 1 | 1 | 1 | 1 | 1 | 2 | -2 | 1 | 1 | 1 | 1 | 1 | -2 | 1 | 1 | 1 | 1 | 1 | -2 | 1 | -2 | -2 | -2 | 0 | -2 | -2 | -1 | -1 | -2 | -2 |  | -2
Integra Energy | IEV/D060/SXXX | IEV/D060/SXXX | EPRI | DC | 60 | 2024-07-01 | 2024-07-01 | Network Capable | NA | 1x CCS1 connector 1x CHAdeMO connector | 1x CCS1 connector 1x CHAdeMO connector | -2 | 2 | -2 | -2 | -2 | -2 | 1 | 1 | 0 | 0 | -2 | -2 | -2 | 1 | -2 | 2 | -2 | 2 | -1 | -1 | 1 | -2 | 1 | 1 | 1 | 1 | 1 | 0 | 0 | 0 | 0 | 1 | 1 | -1 | -1 | -1 | 1 | 1 | 1 | 1 | -1 | -1 | -2 | 1 | -2 | -2 | -2 | -2 | -2 | -2 | -2 | -2 | -2 | -2 | -2 | -2 | -2 | -2 | -2 | -2 | -2 | -1 | -1 | -2 | -2 | -1 | -2 | -1 | 1 | 1 | 0 | 0 | 0 | -2 | -2 | -2 | 0 | 0 | -2 | 1 | 1 | -2 | 1 | -2 | 1 | 1 | 1 | 1 | 1 | 1 | 2 | -2 | 1 | 1 | 1 | 1 | 1 | -2 | 1 | 1 | 1 | 1 | 1 | -2 | 1 | -2 | -2 | -2 | 0 | -2 | -2 | -1 | -1 | -2 | -2 |  | 1
Integra Energy | IEV/D120/SXXX | IEV/D120/SXXX | EPRI | DC | 120 | 2024-07-01 | 2024-07-01 | Network Capable | NA | 1x CCS1 connector 1x CHAdeMO connector | 1x CCS1 connector 1x CHAdeMO connector | -2 | 2 | -2 | -2 | -2 | -2 | 1 | 1 | 0 | 0 | -2 | -2 | -2 | 1 | -2 | 2 | -2 | 2 | -1 | -1 | 1 | -2 | 1 | 1 | 1 | 1 | 1 | 0 | 0 | 0 | 0 | 1 | 1 | -1 | -1 | -1 | 1 | 1 | 1 | 1 | -1 | -1 | -2 | 1 | -2 | -2 | -2 | -2 | -2 | -2 | -2 | -2 | -2 | -2 | -2 | -2 | -2 | -2 | -2 | -2 | -2 | -1 | -1 | -2 | -2 | -1 | -2 | -1 | 1 | 1 | 0 | 0 | 0 | -2 | -2 | -2 | 0 | 0 | -2 | 1 | 1 | -2 | 1 | -2 | 1 | 1 | 1 | 1 | 1 | 1 | 2 | -2 | 1 | 1 | 1 | 1 | 1 | -2 | 1 | 1 | 1 | 1 | 1 | -2 | 1 | -2 | -2 | -2 | 0 | -2 | -2 | -1 | -1 | -2 | -2 |  | 1
Integra Energy | IEV/D180/SXXX | IEV/D180/SXXX | EPRI/PGE | DC | 180 | 2024-07-01 | 2024-07-01 | Network Capable | NA | 1x CCS1 connector 1x CHAdeMO connector | 1x CCS1 connector 1x CHAdeMO connector; OCA Full and Security certificates under software version V1.00 | -2 | 2 | -2 | -2 | -2 | -2 | 1 | 1 | 0 | 0 | -2 | -2 | -2 | 1 | -2 | 2 | -2 | -1 | -1 | -1 | 1 | -2 | 1 | 1 | 1 | 1 | 1 | 0 | 0 | 0 | 0 | 1 | 1 | -1 | 2 | 2 | 1 | 1 | 1 | 1 | -1 | -1 | -2 | 1 | -2 | -2 | -2 | -2 | -2 | -2 | -2 | -2 | -2 | -2 | -2 | -2 | -2 | -2 | -2 | -2 | -2 | -1 | -1 | -2 | -2 | -1 | -2 | -1 | 1 | 1 | 0 | 0 | 0 | -2 | -2 | -2 | 0 | 0 | -2 | 1 | 1 | -2 | 1 | -2 | 1 | 1 | 1 | 1 | 1 | 1 | 2 | -2 | 1 | 1 | 1 | 1 | 1 | -2 | 1 | 1 | 1 | 1 | 1 | -2 | 1 | -2 | -2 | -2 | 0 | -2 | -2 | -1 | -1 | -2 | -2 |  | 1
Integra Energy | IEV/D360/SXXX | IEV/D360/SXXX | EPRI | DC | 360 | 2024-07-01 | 2024-07-01 | Network Capable | NA | Single Port | Power Cabinet. 1x CCS1 connector or 1x CHAdeMO connector. Vetted dispensers are DDWU362T0TE2PN- RW DDWU362T0TE2N7-RW, DDWU362V00E2N7-RW DDWU362U0UE2PN-RW, DDWU362U0UE2N7-RW, DDWU362K0TE2PN-RW, DDWU362K0TE2N7-RW, DDWU362K0UE2PN-RW, DDWU362K0UE2N7-RW, DDWU362G00E2PN-RW, DDWU362G00E2N7-RW, DDWU362K00E2PN-RW, DDWU362K00E2N7-RW, DDWU362U00E2PN-RW, DDWU362U00E2N7-RW, DDWU362T00E2PN-RW, DDWU362T00E2N7-RW, DDWU362V0UE2PN-RW, DDWU362V0UE2N7-RW, DDWU362V0KE2PN-RW, DDWU362V0KE2N7-RW, DDWU362V0TE2PN-RW, DDWU362V0TE2N7-RW, DDWU362V00E2PN-RW. | -2 | 2 | -2 | -2 | -2 | -2 | 1 | 1 | 0 | 0 | -2 | -2 | -2 | 1 | -2 | 2 | -2 | 2 | -1 | -1 | 1 | -2 | 1 | 1 | 1 | 1 | 1 | 0 | 0 | 0 | 0 | 1 | 1 | -1 | -1 | -1 | 1 | 1 | 1 | 1 | -1 | -1 | -2 | 1 | -2 | -2 | -2 | -2 | -2 | -2 | -2 | -2 | -2 | -2 | -2 | -2 | -2 | -2 | -2 | -2 | -2 | -1 | -1 | -2 | -2 | -1 | -2 | -1 | 1 | 1 | 0 | 0 | 0 | -2 | -2 | -2 | 0 | 0 | -2 | 1 | 1 | -2 | 1 | -2 | 1 | -1 | 1 | 1 | 1 | 1 | 2 | -2 | 1 | 1 | 1 | 1 | 1 | -2 | 1 | 1 | 1 | 1 | 1 | -2 | 1 | -2 | -2 | -2 | 0 | -2 | -2 | -1 | -1 | -2 | -2 |  | -2
Integra Energy |  |  | EPRI | NETWORK | NA | 2026-01-12 | 2024-12-12 | Network Software | Quick-Charge |  |  | -2 | -2 | -2 | -2 | -2 | -2 | -2 | -2 | -2 | -2 | -2 | -2 | -2 | -2 | -2 | -2 | -2 | -2 | -2 | -2 | -2 | -2 | -2 | -2 | -2 | -2 | -2 | -2 | -2 | -2 | -2 | -2 | -2 | -2 | -2 | -2 | -2 | -2 | -2 | -2 | -2 | -2 | -2 | -2 | 1 | -1 | -1 | 1 | -2 | 1 | -1 | 1 | 1 | -1 | -1 | -1 | 1 | -1 | -1 | 1 | -2 | -2 | 1 | 1 | 1 | 1 | 1 | 1 | -2 | -1 | -2 | 1 | 1 | 1 | 1 | 1 | 1 | 1 | -2 | -2 | -2 | -2 | -2 | -2 | -2 | -2 | -2 | 0 | 1 | -1 | 2 | -2 | 1 | -2 | -2 | 1 | 1 | 1 | -2 | 1 | 1 | 1 | 1 | 1 | 1 | 1 | 1 | 1 | 1 | -2 | -2 | -2 | -1 | -1 | -1 |  | 1
IoTecha | CCS-ACL2 / CCS-C80A | CCS-C80A-xxyyy | EPRI | AC | 19.2 | 2024-07-01 | 2024-07-01 | Network Capable | NA | Single Port | Single Port. xx - cable length (15 or 25ft) yyy - LTE option | 2 | -2 | -2 | 1 | -1 | -1 | -2 | -2 | -2 | -2 | -2 | -2 | 1 | -2 | -2 | 2 | 0 | 2 | -1 | -1 | 1 | 1 | -2 | 1 | 1 | 1 | 1 | 1 | 1 | 1 | 1 | 1 | 1 | -1 | -1 | -1 | 1 | 1 | 1 | 1 | -1 | -1 | -2 | 1 | -2 | -2 | -2 | -2 | -2 | -2 | -2 | -2 | -2 | -2 | -2 | -2 | -2 | -2 | -2 | -2 | 1 | -2 | -1 | -2 | -2 | 1 | -2 | 1 | -1 | 1 | 1 | 1 | 1 | -2 | -2 | -2 | -1 | -1 | 1 | -1 | -1 | 1 | -2 | 1 | -2 | -2 | 1 | 1 | 1 | 1 | 2 | 2 | 1 | 1 | 1 | 1 | 1 | -1 | 1 | 1 | 1 | 1 | 1 | -2 | 1 | -2 | -2 | -2 | 1 | -1 | 1 | 1 | -1 | -2 | -2 |  | -2
IoTecha | CCS-ACL2-40 / CCS-C40A | CCS-ACL2-40 / CCS-C40A | EPRI | AC | 8.3 | 2024-07-01 | 2024-07-01 | Network Capable | NA | Single Port | Single Port. xx - cable length (15 or 25ft) yyy - LTE option | 2 | -2 | -2 | 1 | -1 | -1 | -2 | -2 | -2 | -2 | -2 | -2 | 1 | -2 | -2 | 2 | 0 | 2 | -1 | -1 | 1 | 1 | -2 | 1 | 1 | 1 | 1 | 1 | 1 | 1 | 1 | 1 | 1 | -1 | -1 | -1 | 1 | 1 | 1 | 1 | -1 | -1 | -2 | 1 | -2 | -2 | -2 | -2 | -2 | -2 | -2 | -2 | -2 | -2 | -2 | -2 | -2 | -2 | -2 | -2 | 1 | -2 | -1 | -2 | -2 | 1 | -2 | 1 | -1 | 1 | 1 | 1 | 1 | -2 | -2 | -2 | -1 | -1 | 1 | -1 | -1 | 1 | -2 | 1 | -2 | -2 | 1 | 1 | 1 | 1 | 2 | 2 | 1 | 1 | 1 | 1 | 1 | -1 | 1 | 1 | 1 | 1 | 1 | -2 | 1 | -2 | -2 | -2 | 1 | 1 | 1 | 1 | -1 | -2 | -2 |  | -2
IoTecha | CCS-C80C | CCS-C80C-xxyyy | EPRI | AC | 19.2 | 2024-07-01 | 2024-07-01 | Network Capable | NA | Single Port | Single Port. xx - cable length (15 or 25ft) yyy - LTE option | 2 | -2 | -2 | 1 | -1 | -1 | -2 | -2 | -2 | -2 | -2 | -2 | 1 | -2 | -2 | 2 | 0 | 2 | -1 | -1 | 1 | 1 | -2 | 1 | 1 | 1 | 1 | 1 | 1 | 1 | 1 | 1 | 1 | -1 | -1 | -1 | 1 | 1 | 1 | 1 | -1 | -1 | -2 | 1 | -2 | -2 | -2 | -2 | -2 | -2 | -2 | -2 | -2 | -2 | -2 | -2 | -2 | -2 | -2 | -2 | 1 | -2 | -1 | -2 | -2 | 1 | -2 | 1 | -1 | 1 | 1 | 1 | 1 | -2 | -2 | -2 | -1 | -1 | 1 | 1 | 1 | 1 | -2 | 1 | -2 | -2 | 1 | 1 | 1 | 1 | 2 | 2 | 1 | 1 | 1 | 1 | 1 | -2 | 1 | 1 | 1 | 1 | 1 | -2 | 1 | -2 | -2 | -2 | 1 | -1 | 1 | 1 | -1 | -2 | -2 |  | -2
IoTecha |  |  | EPRI | NETWORK | NA | 2024-07-01 | 2024-07-01 | Network Software | IoT.ON |  |  | -2 | -2 | -2 | -2 | -2 | -2 | -2 | -2 | -2 | -2 | -2 | -2 | -2 | -2 | -2 | -2 | -2 | -2 | -2 | -2 | -2 | -2 | -2 | -2 | -2 | -2 | -2 | -2 | -2 | -2 | -2 | -2 | -2 | -2 | -2 | -2 | -2 | -2 | -2 | -2 | -2 | -2 | -2 | -2 | 1 | -1 | -1 | 1 | -2 | 1 | -1 | 1 | -1 | 1 | -1 | -1 | 1 | -1 | -1 | 1 | -2 | -2 | 1 | 1 | 1 | -1 | -1 | 1 | -2 | 1 | -2 | -1 | -1 | 1 | 1 | 1 | 1 | -1 | -2 | -2 | -2 | -2 | -2 | -2 | -2 | -2 | -2 | -2 | -2 | -2 | -2 | -2 | -1 | -2 | -2 | 1 | 1 | 1 | -2 | 1 | 1 | 1 | 1 | 1 | 1 | 1 | 1 | 1 | 1 | -2 | -2 | -1 | -1 | -1 | -1 |  | -2
It's Electric Inc. | Brooklyn-718 | Brooklyn-718 | EPRI | AC | 7.68 | 2025-05-16 | 2025-05-16 | Network Capable |  | Single port. | Single port. Paired with SWTCH network | 2 | -2 | -2 | 1 | -1 | 1 | -2 | -2 | -2 | -2 | -2 | -2 | 1 | -2 | -2 | -1 | -1 | 2 | -1 | -1 | 1 | 1 | -2 | 1 | 1 | 1 | 1 | 1 | 1 | 1 | 1 | 1 | 1 | -1 | -1 | -1 | 1 | 1 | 1 | 1 | -1 | -1 | -2 | 1 | -2 | -2 | -2 | -2 | -2 | -2 | -2 | -2 | -2 | -2 | -2 | -2 | -2 | -2 | -2 | -2 | 1 | -2 | -2 | -2 | -2 | -1 | -2 | -2 | -2 | 1 | -1 | -1 | 1 | -2 | -2 | -2 | 1 | -2 | 1 | 1 | 1 | 1 | -2 | 1 | -2 | -2 | 1 | 1 | 1 | 1 | 2 | -1 | 1 | 1 | 1 | 1 | 1 | 1 | 1 | 1 | 1 | 1 | 1 | -2 | 1 | -2 | -2 | -2 | 1 | -2 | 1 | 1 | -1 | -2 | -2 |  | -2
IXP, LLC | IXP-EVC10 | SMART CONNECTED LEVEL 2 EV CHARGING STATION | EPRI/PGE/Evergy | AC | 11.2 | 2026-02-02 | 2025-06-26 | Network Capable | NA |  | 48A Max Charger, Screen, RFID, 4G Cellular, Wall-Mount, AmpUp LITE Plan, # determines plan length | 2 | -2 | -2 | 1 | 0 | 0 | -2 | -2 | -2 | -2 | -2 | -2 | 1 | -2 | -2 | 2 | 0 | 2 | -1 | -1 | 1 | 1 | -2 | 1 | 1 | 1 | 1 | 0 | 0 | 0 | 1 | 1 | 1 | -1 | -1 | -1 | 1 | 1 | 1 | -1 | -1 | -1 | -2 | -1 | -2 | -2 | -2 | -2 | -2 | -2 | -2 | -2 | -2 | -2 | -2 | -2 | -2 | -2 | -2 | -2 | -1 | -2 | -1 | -2 | -2 | -1 | -2 | -1 | -1 | -1 | 0 | 0 | 0 | -2 | -2 | -2 | 0 | 0 | 1 | 0 | -2 | 0 | -2 | 0 | -2 | -2 | 1 | 0 | 0 | 1 | 2 | 0 | 0 | 0 | 0 | 0 | 0 | -2 | 1 | 1 | 0 | 0 | 0 | -2 | 0 | -2 | -2 | -2 | 0 | -2 | 1 | 1 | -1 | -2 | -2 |  | -2
Jule (eCAMION) | Jule-100 | Jule Charger 100 | EPRI | DC | 100 | 2025-12-09 | 2024-07-01 | Network Capable | NA |  | DCFC that works with ESS w/ voltage range 650-800VDC | -2 | 2 | -2 | -2 | -2 | -2 | 1 | 1 | 1 | 1 | -2 | -2 | -2 | 1 | -2 | 2 | -2 | -1 | -1 | -1 | 1 | -2 | 1 | 1 | 1 | 1 | 1 | 1 | 1 | 1 | 1 | 1 | 1 | -1 | -1 | -1 | 1 | 1 | 1 | 1 | 2 | -1 | -2 | 1 | -2 | -2 | -2 | -2 | -2 | -2 | -2 | -2 | -2 | -2 | -2 | -2 | -2 | -2 | -2 | -2 | -2 | 1 | -2 | -2 | -2 | 1 | -2 | -2 | -1 | 1 | 1 | 0 | 0 | -2 | -2 | -2 | -2 | -2 | -2 | 1 | 1 | -2 | 1 | -2 | 1 | 1 | 1 | 1 | 1 | 1 | 2 | -2 | 1 | 1 | 1 | 1 | 1 | -2 | 1 | 1 | 1 | 1 | 1 | -2 | 1 | -2 | -2 | -2 | 1 | -2 | -2 | 1 | -1 | -2 | -2 |  | -2
Jule (eCAMION) | Jule-200 | Jule Charger 200 | EPRI | DC | 200 | 2025-12-09 | 2024-07-01 | Network Capable | NA |  | DCFC that works with ESS w/ voltage range 650-800VDC | -2 | 2 | -2 | -2 | -2 | -2 | 1 | 1 | 1 | 1 | -2 | -2 | -2 | 1 | -2 | 2 | -2 | -1 | 2 | -1 | 1 | -2 | 1 | 1 | 1 | 1 | 1 | 1 | 1 | 1 | 1 | 1 | 1 | -1 | -1 | -1 | 1 | 1 | 1 | 1 | 2 | -1 | -2 | 1 | -2 | -2 | -2 | -2 | -2 | -2 | -2 | -2 | -2 | -2 | -2 | -2 | -2 | -2 | -2 | -2 | -2 | 1 | -2 | -2 | -2 | 1 | -2 | -2 | -1 | 1 | 1 | 0 | 0 | -2 | -2 | -2 | -2 | -2 | -2 | 1 | 1 | -2 | 1 | -2 | 1 | 1 | 1 | 1 | 1 | 1 | 2 | -2 | 1 | 1 | 1 | 1 | 1 | -2 | 1 | 1 | 1 | 1 | 1 | -2 | 1 | -2 | -2 | -2 | 1 | -2 | -2 | 1 | -1 | -2 | -2 |  | -2
Jule (eCAMION) | Jule-350 | Jule Charger 350 | EPRI | DC | 350 | 2025-12-09 | 2024-07-01 | Network Capable | NA |  | DCFC that works with ESS w/ voltage range 650-800VDC | -2 | 2 | -2 | -2 | -2 | -2 | 1 | 1 | 1 | 1 | -2 | -2 | -2 | 1 | -2 | 2 | -2 | -1 | -1 | -1 | 1 | -2 | 1 | 1 | 1 | 1 | 1 | 1 | 1 | 1 | 1 | 1 | 1 | -1 | -1 | -1 | 1 | 1 | 1 | 1 | 2 | -1 | -2 | 1 | -2 | -2 | -2 | -2 | -2 | -2 | -2 | -2 | -2 | -2 | -2 | -2 | -2 | -2 | -2 | -2 | -2 | 1 | -2 | -2 | -2 | 1 | -2 | -2 | -1 | 1 | 1 | 0 | 0 | -2 | -2 | -2 | -2 | -2 | -2 | 1 | 1 | -2 | 1 | -2 | 1 | 1 | 1 | 1 | 1 | 1 | 2 | -2 | 1 | 1 | 1 | 1 | 1 | -2 | 1 | 1 | 1 | 1 | 1 | -2 | 1 | -2 | -2 | -2 | 1 | -2 | -2 | 1 | -1 | -2 | -2 |  | -2
Kempower | C50####### C80####### | C-Series | EPRI | DC | 600 | 2025-08-15 | 2024-12-16 | Network Capable |  | Up to 8 ports. | Up to 8 ports. Kempower Power Unit supplies DC power to various distributed dispenser ouputs including but not limited to the Kempower Satellite (offers single or dual port configurations), the Kempower Liquid Cooled Satellite, etc.. Details about qualifications relevant to each variant is detailed in the corresponding notes section. | -2 | 2 | -2 | -2 | -2 | -2 | 1 | 1 | 1 | -1 | -2 | -2 | -2 | 1 | -2 | 2 | -2 | -1 | -1 | -1 | 1 | -2 | 1 | 1 | 1 | 1 | 1 | 1 | 1 | 1 | 1 | 1 | 1 | 2 | -1 | 2 | 1 | 1 | 1 | 1 | -1 | -1 | -2 | 1 | -2 | -2 | -2 | -2 | -2 | -2 | -2 | -2 | -2 | -2 | -2 | -2 | -2 | -2 | -2 | -2 | -2 | 1 | -2 | -2 | -2 | 1 | -2 | -2 | -2 | 1 | 1 | 1 | 1 | -2 | -2 | -2 | -1 | -2 | -2 | 1 | 1 | -2 | 1 | -2 | 1 | 1 | 1 | 1 | 1 | 1 | 2 | -2 | 1 | 1 | 1 | 1 | 1 | -2 | 1 | 1 | 1 | 1 | 1 | -2 | 1 | -2 | -2 | -2 | 1 | -2 | -2 | 1 | -1 | -2 | -2 |  | -2
Kempower | C501### | C-Series | EPRI | DC | 200 | 2025-08-15 | 2025-08-15 | Network Capable |  | Up to 8 ports. | 1-4 power modules supporting max output range of 50-200kW | -2 | 2 | -2 | -2 | -2 | -2 | 1 | 1 | 1 | -1 | -2 | -2 | -2 | 1 | -2 | 2 | -2 | -1 | -1 | 2 | 1 | -2 | 1 | 1 | 1 | 1 | 1 | 1 | 1 | 1 | 1 | 1 | 1 | 2 | -1 | 2 | 1 | 1 | 1 | 1 | 2 | 2 | -2 | 1 | -2 | -2 | -2 | -2 | -2 | -2 | -2 | -2 | -2 | -2 | -2 | -2 | -2 | -2 | -2 | -2 | -2 | 1 | -2 | -2 | -2 | 1 | -2 | -2 | -2 | 1 | 1 | 1 | 1 | -2 | -2 | -2 | -1 | -2 | -2 | 1 | 1 | -2 | 1 | -2 | 1 | 1 | 1 | 1 | 1 | 1 | 2 | -2 | 1 | 1 | 1 | 1 | 1 | -2 | 1 | 1 | 1 | 1 | 1 | -2 | 1 | -2 | -2 | -2 | 1 | -2 | -2 | 1 | -1 | -2 | -2 |  | -2
Kempower | C502### | C-Series | EPRI | DC | 350 | 2025-08-15 | 2025-08-15 | Network Capable |  | Up to 8 ports. | 1-7 power modules supporting max output range of 50-350kW | -2 | 2 | -2 | -2 | -2 | -2 | 1 | 1 | 1 | -1 | -2 | -2 | -2 | 1 | -2 | 2 | -2 | -1 | -1 | -1 | 1 | -2 | 1 | 1 | 1 | 1 | 1 | 1 | 1 | 1 | 1 | 1 | 1 | 2 | -1 | 2 | 1 | 1 | 1 | 1 | -1 | -1 | -2 | 1 | -2 | -2 | -2 | -2 | -2 | -2 | -2 | -2 | -2 | -2 | -2 | -2 | -2 | -2 | -2 | -2 | -2 | 1 | -2 | -2 | -2 | 1 | -2 | -2 | -2 | 1 | 1 | 1 | 1 | -2 | -2 | -2 | -1 | -2 | -2 | 1 | 1 | -2 | 1 | -2 | 1 | 1 | 1 | 1 | 1 | 1 | 2 | -2 | 1 | 1 | 1 | 1 | 1 | -2 | 1 | 1 | 1 | 1 | 1 | -2 | 1 | -2 | -2 | -2 | 1 | -2 | -2 | 1 | -1 | -2 | -2 |  | -2
Kempower | C503### | C-Series | EPRI | DC | 350 | 2025-08-15 | 2025-08-15 | Network Capable |  | Up to 8 ports. | 1-7 power modules supporting max output range of 50-350kW | -2 | 2 | -2 | -2 | -2 | -2 | 1 | 1 | 1 | -1 | -2 | -2 | -2 | 1 | -2 | 2 | -2 | -1 | -1 | -1 | 1 | -2 | 1 | 1 | 1 | 1 | 1 | 1 | 1 | 1 | 1 | 1 | 1 | 2 | -1 | 2 | 1 | 1 | 1 | 1 | -1 | -1 | -2 | 1 | -2 | -2 | -2 | -2 | -2 | -2 | -2 | -2 | -2 | -2 | -2 | -2 | -2 | -2 | -2 | -2 | -2 | 1 | -2 | -2 | -2 | 1 | -2 | -2 | -2 | 1 | 1 | 1 | 1 | -2 | -2 | -2 | -1 | -2 | -2 | 1 | 1 | -2 | 1 | -2 | 1 | 1 | 1 | 1 | 1 | 1 | 2 | -2 | 1 | 1 | 1 | 1 | 1 | -2 | 1 | 1 | 1 | 1 | 1 | -2 | 1 | -2 | -2 | -2 | 1 | -2 | -2 | 1 | -1 | -2 | -2 |  | -2
Kempower | C801### | C-Series | EPRI | DC | 200 | 2025-08-15 | 2025-08-15 | Network Capable |  | Up to 8 ports. | 1-4 power modules supporting max output range of 50-200kW | -2 | 2 | -2 | -2 | -2 | -2 | 1 | 1 | 1 | -1 | -2 | -2 | -2 | 1 | -2 | 2 | -2 | -1 | -1 | -1 | 1 | -2 | 1 | 1 | 1 | 1 | 1 | 1 | 1 | 1 | 1 | 1 | 1 | 2 | -1 | 2 | 1 | 1 | 1 | 1 | -1 | -1 | -2 | 1 | -2 | -2 | -2 | -2 | -2 | -2 | -2 | -2 | -2 | -2 | -2 | -2 | -2 | -2 | -2 | -2 | -2 | 1 | -2 | -2 | -2 | 1 | -2 | -2 | -2 | 1 | 1 | 1 | 1 | -2 | -2 | -2 | -1 | -2 | -2 | 1 | 1 | -2 | 1 | -2 | 1 | 1 | 1 | 1 | 1 | 1 | 2 | -2 | 1 | 1 | 1 | 1 | 1 | -2 | 1 | 1 | 1 | 1 | 1 | -2 | 1 | -2 | -2 | -2 | 1 | -2 | -2 | 1 | -1 | -2 | -2 |  | -2
Kempower | C802### | C-Series | EPRI | DC | 350 | 2025-08-15 | 2025-08-15 | Network Capable |  | Up to 8 ports. | 1-7 power modules supporting max output range of 50-350kW | -2 | 2 | -2 | -2 | -2 | -2 | 1 | 1 | 1 | -1 | -2 | -2 | -2 | 1 | -2 | 2 | -2 | -1 | -1 | -1 | 1 | -2 | 1 | 1 | 1 | 1 | 1 | 1 | 1 | 1 | 1 | 1 | 1 | 2 | -1 | 2 | 1 | 1 | 1 | 1 | -1 | -1 | -2 | 1 | -2 | -2 | -2 | -2 | -2 | -2 | -2 | -2 | -2 | -2 | -2 | -2 | -2 | -2 | -2 | -2 | -2 | 1 | -2 | -2 | -2 | 1 | -2 | -2 | -2 | 1 | 1 | 1 | 1 | -2 | -2 | -2 | -1 | -2 | -2 | 1 | 1 | -2 | 1 | -2 | 1 | 1 | 1 | 1 | 1 | 1 | 2 | -2 | 1 | 1 | 1 | 1 | 1 | -2 | 1 | 1 | 1 | 1 | 1 | -2 | 1 | -2 | -2 | -2 | 1 | -2 | -2 | 1 | -1 | -2 | -2 |  | -2
Kempower | C803### | C-Series | EPRI | DC | 350 | 2025-08-15 | 2025-08-15 | Network Capable |  | Up to 8 ports. | 1-7 power modules supporting max output range of 50-350kW | -2 | 2 | -2 | -2 | -2 | -2 | 1 | 1 | 1 | -1 | -2 | -2 | -2 | 1 | -2 | 2 | -2 | -1 | -1 | -1 | 1 | -2 | 1 | 1 | 1 | 1 | 1 | 1 | 1 | 1 | 1 | 1 | 1 | 2 | -1 | 2 | 1 | 1 | 1 | 1 | -1 | -1 | -2 | 1 | -2 | -2 | -2 | -2 | -2 | -2 | -2 | -2 | -2 | -2 | -2 | -2 | -2 | -2 | -2 | -2 | -2 | 1 | -2 | -2 | -2 | 1 | -2 | -2 | -2 | 1 | 1 | 1 | 1 | -2 | -2 | -2 | -1 | -2 | -2 | 1 | 1 | -2 | 1 | -2 | 1 | 1 | 1 | 1 | 1 | 1 | 2 | -2 | 1 | 1 | 1 | 1 | 1 | -2 | 1 | 1 | 1 | 1 | 1 | -2 | 1 | -2 | -2 | -2 | 1 | -2 | -2 | 1 | -1 | -2 | -2 |  | -2
KIGT Inc. | B24030DC5 |  | SCE | AC | 6.6 | 2024-07-01 | 2024-07-01 | Network Capable | NA | Dual Port | Dual Port, Standalone network capability | 2 | -2 | -2 | 1 | 0 | 0 | -2 | -2 | -2 | -2 | -2 | -2 | 1 | -2 | -2 | 0 | 0 | 0 | -1 | -1 | 1 | 0 | -2 | 1 | 1 | 1 | 1 | 0 | 0 | 0 | 0 | 0 | 0 | -1 | -1 | -1 | 1 | 1 | 1 | 0 | -1 | -1 | -2 | 0 | -2 | -2 | -2 | -2 | -2 | -2 | -2 | -2 | -2 | -2 | -2 | -2 | -2 | -2 | -2 | -2 | 0 | -2 | 0 | -2 | -2 | 0 | -2 | 0 | -1 | -1 | 0 | 0 | 0 | -2 | -2 | -2 | 0 | 0 | -1 | 0 | -2 | 0 | -2 | 0 | -2 | -2 | 0 | 0 | 0 | 0 | 2 | 0 | 0 | 0 | 0 | 0 | 0 | -2 | 0 | 0 | 0 | 0 | 0 | -2 | 0 | -2 | -2 | -2 | 0 | 1 | 1 | 1 | -1 | -2 | -2 |  | -2
KIGT Inc. | B24030SC5# |  | SCE | AC | 6.6 | 2024-07-01 | 2024-07-01 | Network Capable | NA | Single Port | Single Port, Standalone network capability | 2 | -2 | -2 | 1 | 0 | 0 | -2 | -2 | -2 | -2 | -2 | -2 | 1 | -2 | -2 | 0 | 0 | 0 | -1 | -1 | 1 | 0 | -2 | 1 | 1 | 1 | 1 | 0 | 0 | 0 | 0 | 0 | 0 | -1 | -1 | -1 | 1 | 1 | 1 | 0 | -1 | -1 | -2 | 0 | -2 | -2 | -2 | -2 | -2 | -2 | -2 | -2 | -2 | -2 | -2 | -2 | -2 | -2 | -2 | -2 | 0 | -2 | 0 | -2 | -2 | 0 | -2 | 0 | -1 | -1 | 0 | 0 | 0 | -2 | -2 | -2 | 0 | 0 | -1 | 0 | -2 | 0 | -2 | 0 | -2 | -2 | 0 | 0 | 0 | 0 | 2 | 0 | 0 | 0 | 0 | 0 | 0 | -2 | 0 | 0 | 0 | 0 | 0 | -2 | 0 | -2 | -2 | -2 | 0 | 1 | 1 | 1 | -1 | -2 | -2 |  | -2
KIGT Inc. | B24030SH3 |  | SCE | AC | 6.6 | 2024-07-01 | 2024-07-01 | Network Capable | NA | Single Port | Single Port, Standalone network capability | 2 | -2 | -2 | 1 | 0 | 0 | -2 | -2 | -2 | -2 | -2 | -2 | 1 | -2 | -2 | 0 | 0 | 0 | -1 | -1 | 1 | 0 | -2 | 1 | 1 | 1 | 1 | 0 | 0 | 0 | 0 | 0 | 0 | -1 | -1 | -1 | 1 | 1 | 1 | 0 | -1 | -1 | -2 | 0 | -2 | -2 | -2 | -2 | -2 | -2 | -2 | -2 | -2 | -2 | -2 | -2 | -2 | -2 | -2 | -2 | 0 | -2 | 0 | -2 | -2 | 0 | -2 | 0 | -1 | -1 | 0 | 0 | 0 | -2 | -2 | -2 | 0 | 0 | -1 | 0 | -2 | 0 | -2 | 0 | -2 | -2 | 0 | 0 | 0 | 0 | 2 | 0 | 0 | 0 | 0 | 0 | 0 | -2 | 0 | 0 | 0 | 0 | 0 | -2 | 0 | -2 | -2 | -2 | 0 | 1 | 1 | 1 | -1 | -2 | -2 |  | -2
Konnectronix | P00-450-#### | PowerPost | SCE | AC | 4.8 | 2024-07-01 | 2024-07-01 | Network Capable | NA | Single Port | Single port, Must acquire Gateway for network connectivity | 2 | -2 | -2 | 1 | 0 | 0 | -2 | -2 | -2 | -2 | -2 | -2 | 1 | -2 | -2 | 0 | 0 | 0 | -1 | -1 | 1 | 0 | -2 | 1 | 1 | 1 | 1 | 0 | 0 | 0 | 0 | 1 | 0 | -1 | -1 | -1 | 1 | 1 | 1 | 0 | -1 | -1 | -2 | 0 | -2 | -2 | -2 | -2 | -2 | -2 | -2 | -2 | -2 | -2 | -2 | -2 | -2 | -2 | -2 | -2 | 0 | -2 | 0 | -2 | -2 | 0 | -2 | 0 | -1 | -1 | 0 | 0 | 0 | -2 | -2 | -2 | 0 | 0 | -1 | 0 | -2 | 0 | -2 | 0 | -2 | -2 | 0 | 0 | 0 | 0 | 2 | 0 | 0 | 0 | 0 | 0 | 0 | -2 | 0 | 0 | 0 | 0 | 0 | -2 | 0 | -2 | -2 | -2 | 0 | 1 | 1 | 1 | -1 | -2 | -2 |  | -2
Konnectronix | P00-465-#### | PowerPost | SCE | AC | 4.8 | 2024-07-01 | 2024-07-01 | Network Capable | NA | Single Port | Single port, Must acquire Gateway for network connectivity | 2 | -2 | -2 | 1 | 0 | 0 | -2 | -2 | -2 | -2 | -2 | -2 | 1 | -2 | -2 | 0 | 0 | 0 | -1 | -1 | 1 | 0 | -2 | 1 | 1 | 1 | 1 | 0 | 0 | 0 | 0 | 1 | 0 | -1 | -1 | -1 | 1 | 1 | 1 | 0 | -1 | -1 | -2 | 0 | -2 | -2 | -2 | -2 | -2 | -2 | -2 | -2 | -2 | -2 | -2 | -2 | -2 | -2 | -2 | -2 | 0 | -2 | 0 | -2 | -2 | 0 | -2 | 0 | -1 | -1 | 0 | 0 | 0 | -2 | -2 | -2 | 0 | 0 | -1 | 0 | -2 | 0 | -2 | 0 | -2 | -2 | 0 | 0 | 0 | 0 | 2 | 0 | 0 | 0 | 0 | 0 | 0 | -2 | 0 | 0 | 0 | 0 | 0 | -2 | 0 | -2 | -2 | -2 | 0 | 1 | 1 | 1 | -1 | -2 | -2 |  | -2
KWEV |  |  | Eversource CT | NETWORK | NA | 2025-12-08 | 2025-12-08 | Network Software | KWEV |  |  | -2 | -2 | -2 | -2 | -2 | -2 | -2 | -2 | -2 | -2 | -2 | -2 | -2 | -2 | -2 | -2 | -2 | -2 | -2 | -2 | -2 | -2 | -2 | -2 | -2 | -2 | -2 | -2 | -2 | -2 | -2 | -2 | -2 | -2 | -2 | -2 | -2 | -2 | -2 | -2 | -2 | -2 | -2 | -2 | 0 | 0 | 0 | 0 | 0 | 0 | 0 | 0 | 0 | 0 | 0 | 0 | 0 | 0 | 0 | 0 | -2 | -2 | 0 | 0 | 0 | 0 | 0 | 0 | -2 | 0 | -2 | 0 | 0 | 0 | 0 | 0 | 0 | 0 | -2 | -2 | -2 | -2 | -2 | -2 | -2 | -2 | 0 | 0 | 0 | 0 | -2 | -2 | 0 | -2 | -2 | 0 | 0 | 0 | -2 | 0 | 0 | 0 | 0 | 0 | 0 | 0 | 0 | 0 | 0 | -2 | -2 | -2 | -2 | 0 | 0 |  | 1
IXP, LLC | IXP-E48 | IXP-E48 | EPRI | AC | 11.5 | 2026-02-02 | 2026-01-29 | Network Capable |  | EV Charger, 48 Amp, Level 2, 4G Module, ISO 15118 compliant, Credit Card Reader, Commercial, Gen 2, Orange |  | 2 | -2 | -2 | 1 | -1 | -1 | -2 | -2 | -2 | -2 | -2 | -2 | 1 | -2 | -2 | -1 | 0 | 2 | -1 | -1 | 1 | 1 | -2 | 1 | 1 | 1 | 1 | 1 | 1 | 1 | -1 | 1 | 1 | -1 | -1 | -1 | 1 | 1 | 1 | 1 | -1 | -1 | -2 | 1 | -2 | -2 | -2 | -2 | -2 | -2 | -2 | -2 | -2 | -2 | -2 | -2 | -2 | -2 | -2 | -2 | 1 | -2 | -2 | -2 | -2 | 1 | -2 | -2 | -2 | 1 | 1 | 1 | 1 | -2 | -2 | -2 | 1 | -2 | 1 | 1 | 1 | 1 | -2 | 1 | -2 | -2 | 1 | 1 | 1 | 1 | 2 | 2 | 1 | 1 | 1 | 1 | 1 | 1 | 1 | 1 | 1 | 1 | 1 | -2 | 1 | 1 | 1 | 1 | 1 | -2 | 1 | 1 | -1 | -2 | -2
IXP, LLC | IXP-E80 | IXP-E80 | EPRI | AC | 19.2 | 2026-02-02 | 2026-01-29 | Network Capable |  | EV Charger, 80 Amp, Level 2, 4G Module, ISO 15118 compliant, Credit Card Reader, Commercial, Gen 2, Orange | EV Charger, 80 Amp, Level 2, 4G Module, ISO 15118 compliant, Credit Card Reader, Commercial, Gen 2, Orange | 2 | -2 | -2 | 1 | -1 | -1 | -2 | -2 | -2 | -2 | -2 | -2 | 1 | -2 | -2 | -1 | 0 | 2 | -1 | -1 | 1 | 1 | -2 | 1 | 1 | 1 | 1 | 1 | 1 | 1 | -1 | 1 | 1 | -1 | -1 | -1 | 1 | 1 | 1 | 1 | -1 | -1 | -2 | 1 | -2 | -2 | -2 | -2 | -2 | -2 | -2 | -2 | -2 | -2 | -2 | -2 | -2 | -2 | -2 | -2 | 1 | -2 | -2 | -2 | -2 | 1 | -2 | -2 | -2 | 1 | 1 | 1 | 1 | -2 | -2 | -2 | 1 | -2 | 1 | 1 | 1 | 1 | -2 | 1 | -2 | -2 | 1 | 1 | 1 | 1 | 2 | 2 | 1 | 1 | 1 | 1 | 1 | 1 | 1 | 1 | 1 | 1 | 1 | -2 | 1 | 1 | 1 | 1 | 1 | -2 | 1 | 1 | -1 | -2 | -2 |  | -2
LEDVANCE LLC | 75899 | EVC/48A/LVL2/C2/OR | EPRI | AC | 11.5 | 2026-02-02 | 2025-09-29 | Network Capable |  | Single port. | EV Charger, 48 Amp, Level 2, Commercial, Gen 2, Orange | 2 | -2 | -2 | 1 | -1 | -1 | -2 | -2 | -2 | -2 | -2 | -2 | 1 | -2 | -2 | -1 | 0 | 2 | -1 | -1 | 1 | 1 | -2 | 1 | 1 | 1 | 1 | 1 | 1 | 1 | -1 | 1 | 1 | -1 | -1 | -1 | 1 | 1 | 1 | 1 | -1 | -1 | -2 | 1 | -2 | -2 | -2 | -2 | -2 | -2 | -2 | -2 | -2 | -2 | -2 | -2 | -2 | -2 | -2 | -2 | 1 | -2 | -2 | -2 | -2 | 1 | -2 | -2 | -2 | 1 | 1 | 1 | 1 | -2 | -2 | -2 | 1 | -2 | 1 | 1 | 1 | 1 | -2 | 1 | -2 | -2 | 1 | 1 | 1 | 1 | 2 | 2 | 1 | 1 | 1 | 1 | 1 | 1 | 1 | 1 | 1 | 1 | 1 | -2 | 1 | 1 | 1 | 1 | 1 | -2 | 1 | -2 | 1 | -2 | -2 |  | 1
LEDVANCE LLC | 75905 | EVC/48A/LVL2/4G/C2/OR | EPRI | AC | 11.5 | 2026-02-02 | 2025-09-29 | Network Capable |  | Single port. | EV Charger, 48Amp, Level 2, 4G Module, Commercial, Gen 2, Orange | 2 | -2 | -2 | 1 | -1 | -1 | -2 | -2 | -2 | -2 | -2 | -2 | 1 | -2 | -2 | -1 | 0 | 2 | -1 | -1 | 1 | 1 | -2 | 1 | 1 | 1 | 1 | 1 | 1 | 1 | -1 | 1 | 1 | -1 | -1 | -1 | 1 | 1 | 1 | 1 | -1 | -1 | -2 | 1 | -2 | -2 | -2 | -2 | -2 | -2 | -2 | -2 | -2 | -2 | -2 | -2 | -2 | -2 | -2 | -2 | 1 | -2 | -2 | -2 | -2 | 1 | -2 | -2 | -2 | 1 | 1 | 1 | 1 | -2 | -2 | -2 | 1 | -2 | 1 | 1 | 1 | 1 | -2 | 1 | -2 | -2 | 1 | 1 | 1 | 1 | 2 | 2 | 1 | 1 | 1 | 1 | 1 | 1 | 1 | 1 | 1 | 1 | 1 | -2 | 1 | 1 | 1 | 1 | 1 | -2 | 1 | -2 | 1 | -2 | -2 |  | 1
LEDVANCE LLC | 75900 | EVC/48A/LVL2/ISO/C2/OR | EPRI | AC | 11.5 | 2026-02-02 | 2025-09-29 | Network Capable |  | Single port. | EV Charger, 48 Amp, Level 2, ISO 15118 compliant, Commercial, Gen 2, Orange | 2 | -2 | -2 | 1 | -1 | -1 | -2 | -2 | -2 | -2 | -2 | -2 | 1 | -2 | -2 | -1 | 0 | 2 | -1 | -1 | 1 | 1 | -2 | 1 | 1 | 1 | 1 | 1 | 1 | 1 | -1 | 1 | 1 | -1 | -1 | -1 | 1 | 1 | 1 | 1 | -1 | -1 | -2 | 1 | -2 | -2 | -2 | -2 | -2 | -2 | -2 | -2 | -2 | -2 | -2 | -2 | -2 | -2 | -2 | -2 | 1 | -2 | -2 | -2 | -2 | 1 | -2 | -2 | -2 | 1 | 1 | 1 | 1 | -2 | -2 | -2 | 1 | -2 | 1 | 1 | 1 | 1 | -2 | 1 | -2 | -2 | 1 | 1 | 1 | 1 | 2 | 2 | 1 | 1 | 1 | 1 | 1 | 1 | 1 | 1 | 1 | 1 | 1 | -2 | 1 | 1 | 1 | 1 | 1 | -2 | 1 | -2 | 1 | -2 | -2 |  | 1
LEDVANCE LLC | 75906 | EVC/48A/LVL2/4G/ISO/C2/OR | EPRI | AC | 11.5 | 2026-02-02 | 2025-09-29 | Network Capable |  | Single port. | EV Charger, 48 Amp, Level 2, 4G Module, ISO 15118 compliant, Commercial, Gen 2, Orange | 2 | -2 | -2 | 1 | -1 | -1 | -2 | -2 | -2 | -2 | -2 | -2 | 1 | -2 | -2 | -1 | 0 | 2 | -1 | -1 | 1 | 1 | -2 | 1 | 1 | 1 | 1 | 1 | 1 | 1 | -1 | 1 | 1 | -1 | -1 | -1 | 1 | 1 | 1 | 1 | -1 | -1 | -2 | 1 | -2 | -2 | -2 | -2 | -2 | -2 | -2 | -2 | -2 | -2 | -2 | -2 | -2 | -2 | -2 | -2 | 1 | -2 | -2 | -2 | -2 | 1 | -2 | -2 | -2 | 1 | 1 | 1 | 1 | -2 | -2 | -2 | 1 | -2 | 1 | 1 | 1 | 1 | -2 | 1 | -2 | -2 | 1 | 1 | 1 | 1 | 2 | 2 | 1 | 1 | 1 | 1 | 1 | 1 | 1 | 1 | 1 | 1 | 1 | -2 | 1 | 1 | 1 | 1 | 1 | -2 | 1 | -2 | 1 | -2 | -2 |  | 1
LEDVANCE LLC | 75901 | EVC/48A/LVL2/ISO/CC/C2/OR | EPRI | AC | 11.5 | 2026-02-02 | 2025-09-29 | Network Capable |  | Single port. | EV Charger, 48 Amp, Level 2, ISO 15118 compliant, Credit Card Reader, Commercial, Gen 2, Orange | 2 | -2 | -2 | 1 | -1 | -1 | -2 | -2 | -2 | -2 | -2 | -2 | 1 | -2 | -2 | -1 | 0 | 2 | -1 | -1 | 1 | 1 | -2 | 1 | 1 | 1 | 1 | 1 | 1 | 1 | -1 | 1 | 1 | -1 | -1 | -1 | 1 | 1 | 1 | 1 | -1 | -1 | -2 | 1 | -2 | -2 | -2 | -2 | -2 | -2 | -2 | -2 | -2 | -2 | -2 | -2 | -2 | -2 | -2 | -2 | 1 | -2 | -2 | -2 | -2 | 1 | -2 | -2 | -2 | 1 | 1 | 1 | 1 | -2 | -2 | -2 | 1 | -2 | 1 | 1 | 1 | 1 | -2 | 1 | -2 | -2 | 1 | 1 | 1 | 1 | 2 | 2 | 1 | 1 | 1 | 1 | 1 | 1 | 1 | 1 | 1 | 1 | 1 | -2 | 1 | 1 | 1 | 1 | 1 | -2 | 1 | -2 | 1 | -2 | -2 |  | 1
LEDVANCE LLC | 75927 | EVC/48A/LVL2/4G/CC/C2/OR | EPRI | AC | 11.5 | 2026-02-02 | 2025-09-29 | Network Capable |  | Single port. | EV Charger, 48 Amp, Level 2, 4G Module, Credit Card Reader, Commercial, Gen 2, Orange | 2 | -2 | -2 | 1 | -1 | -1 | -2 | -2 | -2 | -2 | -2 | -2 | 1 | -2 | -2 | -1 | 0 | 2 | -1 | -1 | 1 | 1 | -2 | 1 | 1 | 1 | 1 | 1 | 1 | 1 | -1 | 1 | 1 | -1 | -1 | -1 | 1 | 1 | 1 | 1 | -1 | -1 | -2 | 1 | -2 | -2 | -2 | -2 | -2 | -2 | -2 | -2 | -2 | -2 | -2 | -2 | -2 | -2 | -2 | -2 | 1 | -2 | -2 | -2 | -2 | 1 | -2 | -2 | -2 | 1 | 1 | 1 | 1 | -2 | -2 | -2 | 1 | -2 | 1 | 1 | 1 | 1 | -2 | 1 | -2 | -2 | 1 | 1 | 1 | 1 | 2 | 2 | 1 | 1 | 1 | 1 | 1 | 1 | 1 | 1 | 1 | 1 | 1 | -2 | 1 | 1 | 1 | 1 | 1 | -2 | 1 | -2 | 1 | -2 | -2 |  | 1
LEDVANCE LLC | 75907 | EVC/48A/LVL2/4G/ISO/CC/C2/OR | EPRI | AC | 11.5 | 2026-02-02 | 2025-09-29 | Network Capable |  | Single port. | EV Charger, 48 Amp, Level 2, 4G Module, ISO 15118 compliant, Credit Card Reader, Commercial, Gen 2, Orange | 2 | -2 | -2 | 1 | -1 | -1 | -2 | -2 | -2 | -2 | -2 | -2 | 1 | -2 | -2 | -1 | 0 | 2 | -1 | -1 | 1 | 1 | -2 | 1 | 1 | 1 | 1 | 1 | 1 | 1 | -1 | 1 | 1 | -1 | -1 | -1 | 1 | 1 | 1 | 1 | -1 | -1 | -2 | 1 | -2 | -2 | -2 | -2 | -2 | -2 | -2 | -2 | -2 | -2 | -2 | -2 | -2 | -2 | -2 | -2 | 1 | -2 | -2 | -2 | -2 | 1 | -2 | -2 | -2 | 1 | 1 | 1 | 1 | -2 | -2 | -2 | 1 | -2 | 1 | 1 | 1 | 1 | -2 | 1 | -2 | -2 | 1 | 1 | 1 | 1 | 2 | 2 | 1 | 1 | 1 | 1 | 1 | 1 | 1 | 1 | 1 | 1 | 1 | -2 | 1 | 1 | 1 | 1 | 1 | -2 | 1 | -2 | 1 | -2 | -2 |  | 1
LEDVANCE LLC | 75902 | EVC/80A/LVL2/C2/OR | EPRI | AC | 19.2 | 2026-02-02 | 2025-09-29 | Network Capable |  | Single port. | EV Charger, 80 Amp, Level 2, Commercial, Gen 2, Orange | 2 | -2 | -2 | 1 | -1 | -1 | -2 | -2 | -2 | -2 | -2 | -2 | 1 | -2 | -2 | -1 | 0 | 2 | -1 | -1 | 1 | 1 | -2 | 1 | 1 | 1 | 1 | 1 | 1 | 1 | -1 | 1 | 1 | -1 | -1 | -1 | 1 | 1 | 1 | 1 | -1 | -1 | -2 | 1 | -2 | -2 | -2 | -2 | -2 | -2 | -2 | -2 | -2 | -2 | -2 | -2 | -2 | -2 | -2 | -2 | 1 | -2 | -2 | -2 | -2 | 1 | -2 | -2 | -2 | 1 | 1 | 1 | 1 | -2 | -2 | -2 | 1 | -2 | 1 | 1 | 1 | 1 | -2 | 1 | -2 | -2 | 1 | 1 | 1 | 1 | 2 | 2 | 1 | 1 | 1 | 1 | 1 | 1 | 1 | 1 | 1 | 1 | 1 | -2 | 1 | 1 | 1 | 1 | 1 | -2 | 1 | -2 | 1 | -2 | -2 |  | -2
LEDVANCE LLC | 75915 | EVC/80A/LVL2/4G/C2/OR | EPRI | AC | 19.2 | 2026-02-02 | 2025-09-29 | Network Capable |  | Single port. | EV Charger, 80 Amp, Level 2, 4G Module, Commercial, Gen 2, Orange | 2 | -2 | -2 | 1 | -1 | -1 | -2 | -2 | -2 | -2 | -2 | -2 | 1 | -2 | -2 | -1 | 0 | 2 | -1 | -1 | 1 | 1 | -2 | 1 | 1 | 1 | 1 | 1 | 1 | 1 | -1 | 1 | 1 | -1 | -1 | -1 | 1 | 1 | 1 | 1 | -1 | -1 | -2 | 1 | -2 | -2 | -2 | -2 | -2 | -2 | -2 | -2 | -2 | -2 | -2 | -2 | -2 | -2 | -2 | -2 | 1 | -2 | -2 | -2 | -2 | 1 | -2 | -2 | -2 | 1 | 1 | 1 | 1 | -2 | -2 | -2 | 1 | -2 | 1 | 1 | 1 | 1 | -2 | 1 | -2 | -2 | 1 | 1 | 1 | 1 | 2 | 2 | 1 | 1 | 1 | 1 | 1 | 1 | 1 | 1 | 1 | 1 | 1 | -2 | 1 | 1 | 1 | 1 | 1 | -2 | 1 | -2 | 1 | -2 | -2 |  | -2
LEDVANCE LLC | 74903 | EVC/80A/LVL2/ISO/C2/OR | EPRI | AC | 19.2 | 2026-02-02 | 2025-09-29 | Network Capable |  | Single port. | EV Charger, 80 Amp, Level 2, ISO 15118 compliant, Commercial, Gen 2, Orange | 2 | -2 | -2 | 1 | -1 | -1 | -2 | -2 | -2 | -2 | -2 | -2 | 1 | -2 | -2 | -1 | 0 | 2 | -1 | -1 | 1 | 1 | -2 | 1 | 1 | 1 | 1 | 1 | 1 | 1 | -1 | 1 | 1 | -1 | -1 | -1 | 1 | 1 | 1 | 1 | -1 | -1 | -2 | 1 | -2 | -2 | -2 | -2 | -2 | -2 | -2 | -2 | -2 | -2 | -2 | -2 | -2 | -2 | -2 | -2 | 1 | -2 | -2 | -2 | -2 | 1 | -2 | -2 | -2 | 1 | 1 | 1 | 1 | -2 | -2 | -2 | 1 | -2 | 1 | 1 | 1 | 1 | -2 | 1 | -2 | -2 | 1 | 1 | 1 | 1 | 2 | 2 | 1 | 1 | 1 | 1 | 1 | 1 | 1 | 1 | 1 | 1 | 1 | -2 | 1 | 1 | 1 | 1 | 1 | -2 | 1 | -2 | 1 | -2 | -2 |  | -2
LEDVANCE LLC | 75925 | EVC/80A/LVL2/4G/ISO/C2/OR | EPRI | AC | 19.2 | 2026-02-02 | 2025-09-29 | Network Capable |  | Single port. | EV Charger, 80 Amp, Level 2, 4G Module, ISO 15118 compliant, Commercial, Gen 2, Orange | 2 | -2 | -2 | 1 | -1 | -1 | -2 | -2 | -2 | -2 | -2 | -2 | 1 | -2 | -2 | -1 | 0 | 2 | -1 | -1 | 1 | 1 | -2 | 1 | 1 | 1 | 1 | 1 | 1 | 1 | -1 | 1 | 1 | -1 | -1 | -1 | 1 | 1 | 1 | 1 | -1 | -1 | -2 | 1 | -2 | -2 | -2 | -2 | -2 | -2 | -2 | -2 | -2 | -2 | -2 | -2 | -2 | -2 | -2 | -2 | 1 | -2 | -2 | -2 | -2 | 1 | -2 | -2 | -2 | 1 | 1 | 1 | 1 | -2 | -2 | -2 | 1 | -2 | 1 | 1 | 1 | 1 | -2 | 1 | -2 | -2 | 1 | 1 | 1 | 1 | 2 | 2 | 1 | 1 | 1 | 1 | 1 | 1 | 1 | 1 | 1 | 1 | 1 | -2 | 1 | 1 | 1 | 1 | 1 | -2 | 1 | -2 | 1 | -2 | -2 |  | -2
LEDVANCE LLC | 75904 | EVC/80A/LVL2/ISO/CC/C2/OR | EPRI | AC | 19.2 | 2026-02-02 | 2025-09-29 | Network Capable |  | Single port. | EV Charger, 80 Amp, Level 2, ISO 15118 compliant, Credit Card Reader, Commercial, Gen 2, Orange | 2 | -2 | -2 | 1 | -1 | -1 | -2 | -2 | -2 | -2 | -2 | -2 | 1 | -2 | -2 | -1 | 0 | 2 | -1 | -1 | 1 | 1 | -2 | 1 | 1 | 1 | 1 | 1 | 1 | 1 | -1 | 1 | 1 | -1 | -1 | -1 | 1 | 1 | 1 | 1 | -1 | -1 | -2 | 1 | -2 | -2 | -2 | -2 | -2 | -2 | -2 | -2 | -2 | -2 | -2 | -2 | -2 | -2 | -2 | -2 | 1 | -2 | -2 | -2 | -2 | 1 | -2 | -2 | -2 | 1 | 1 | 1 | 1 | -2 | -2 | -2 | 1 | -2 | 1 | 1 | 1 | 1 | -2 | 1 | -2 | -2 | 1 | 1 | 1 | 1 | 2 | 2 | 1 | 1 | 1 | 1 | 1 | 1 | 1 | 1 | 1 | 1 | 1 | -2 | 1 | 1 | 1 | 1 | 1 | -2 | 1 | -2 | 1 | -2 | -2 |  | -2
LEDVANCE LLC | 75928 | EVC/80A/LVL2/4G/CC/C2/OR | EPRI | AC | 19.2 | 2026-02-02 | 2025-09-29 | Network Capable |  | Single port. | EV Charger, 80 Amp, Level 2, 4G Module, Credit Card Reader, Commercial, Gen 2, Orange | 2 | -2 | -2 | 1 | -1 | -1 | -2 | -2 | -2 | -2 | -2 | -2 | 1 | -2 | -2 | -1 | 0 | 2 | -1 | -1 | 1 | 1 | -2 | 1 | 1 | 1 | 1 | 1 | 1 | 1 | -1 | 1 | 1 | -1 | -1 | -1 | 1 | 1 | 1 | 1 | -1 | -1 | -2 | 1 | -2 | -2 | -2 | -2 | -2 | -2 | -2 | -2 | -2 | -2 | -2 | -2 | -2 | -2 | -2 | -2 | 1 | -2 | -2 | -2 | -2 | 1 | -2 | -2 | -2 | 1 | 1 | 1 | 1 | -2 | -2 | -2 | 1 | -2 | 1 | 1 | 1 | 1 | -2 | 1 | -2 | -2 | 1 | 1 | 1 | 1 | 2 | 2 | 1 | 1 | 1 | 1 | 1 | 1 | 1 | 1 | 1 | 1 | 1 | -2 | 1 | 1 | 1 | 1 | 1 | -2 | 1 | -2 | 1 | -2 | -2 |  | -2
LEDVANCE LLC | 75926 | EVC/80A/LVL2/4G/ISO/CC/C2/OR | EPRI | AC | 19.2 | 2026-02-02 | 2025-09-29 | Network Capable |  | Single port. | EV Charger, 80 Amp, Level 2, 4G Module, ISO 15118 compliant, Credit Card Reader, Commercial, Gen 2, Orange | 2 | -2 | -2 | 1 | -1 | -1 | -2 | -2 | -2 | -2 | -2 | -2 | 1 | -2 | -2 | -1 | 0 | 2 | -1 | -1 | 1 | 1 | -2 | 1 | 1 | 1 | 1 | 1 | 1 | 1 | -1 | 1 | 1 | -1 | -1 | -1 | 1 | 1 | 1 | 1 | -1 | -1 | -2 | 1 | -2 | -2 | -2 | -2 | -2 | -2 | -2 | -2 | -2 | -2 | -2 | -2 | -2 | -2 | -2 | -2 | 1 | -2 | -2 | -2 | -2 | 1 | -2 | -2 | -2 | 1 | 1 | 1 | 1 | -2 | -2 | -2 | 1 | -2 | 1 | 1 | 1 | 1 | -2 | 1 | -2 | -2 | 1 | 1 | 1 | 1 | 2 | 2 | 1 | 1 | 1 | 1 | 1 | 1 | 1 | 1 | 1 | 1 | 1 | -2 | 1 | 1 | 1 | 1 | 1 | -2 | 1 | -2 | 1 | -2 | -2 |  | -2
Legrand | LNA-EVC1-48-SV1 |  | Eversource CT | AC | 11.5 | 2025-12-08 | 2025-12-08 | Network Capable |  |  |  | 2 | -2 | -2 | 0 | 0 | 0 | -2 | -2 | -2 | -2 | -2 | -2 | 0 | -2 | -2 | 0 | 0 | 0 | -1 | -1 | 0 | 0 | -2 | 0 | 0 | 0 | 0 | 0 | 0 | 0 | 0 | 0 | 0 | 0 | 0 | 0 | 0 | 0 | 0 | 0 | 0 | 0 | -2 | 0 | -2 | -2 | -2 | -2 | -2 | -2 | -2 | -2 | -2 | -2 | -2 | -2 | -2 | -2 | -2 | -2 | 0 | -2 | -2 | -2 | -2 | 0 | -2 | -2 | -2 | 0 | 0 | 0 | 0 | -2 | -2 | -2 | 0 | -2 | 0 | 0 | 0 | 0 | -2 | 0 | -2 | -2 | 0 | 0 | 0 | 0 | 0 | 0 | 0 | 0 | 0 | 0 | 0 | 0 | 0 | 0 | 0 | 0 | 0 | -2 | 0 | 0 | 0 | 0 | 0 | -2 | 0 | -2 | -2 | -2 | -2 |  | 1
Lenz | EVSE W1 40 A |  | EPRI | AC | 9.6 | 2024-07-01 | 2024-07-01 | Fully Networked | NA |  |  | 2 | -2 | -2 | 1 | 0 | 1 | -2 | -2 | -2 | -2 | -2 | -2 | 1 | -2 | -2 | 2 | 0 | 2 | -1 | -1 | 1 | 1 | -2 | 1 | 1 | 1 | 1 | 0 | 0 | 0 | 0 | 1 | 1 | -1 | -1 | -1 | 1 | 1 | 1 | -1 | -1 | -1 | -2 | -1 | 1 | -1 | -1 | 1 | -2 | 1 | 1 | 1 | 1 | -1 | -1 | -1 | -1 | 1 | -1 | -2 | -1 | -2 | -1 | -1 | 1 | -1 | -1 | -1 | -1 | -1 | 0 | 0 | 0 | 0 | 0 | 0 | 0 | 0 | -1 | -1 | -2 | -1 | -2 | -1 | -2 | -2 | -1 | -1 | -1 | -1 | 2 | 2 | -1 | -1 | -1 | -1 | -1 | -1 | -1 | -1 | -1 | -1 | -1 | -1 | -1 | -1 | -1 | -1 | 0 | 1 | 1 | -1 | -1 | -2 | -2 |  | -2
Leviton |  |  | Eversource CT | NETWORK | NA | 2025-12-08 | 2025-12-08 | Network Software | Leviton |  |  | -2 | -2 | -2 | -2 | -2 | -2 | -2 | -2 | -2 | -2 | -2 | -2 | -2 | -2 | -2 | -2 | -2 | -2 | -2 | -2 | -2 | -2 | -2 | -2 | -2 | -2 | -2 | -2 | -2 | -2 | -2 | -2 | -2 | -2 | -2 | -2 | -2 | -2 | -2 | -2 | -2 | -2 | -2 | -2 | 0 | 0 | 0 | 0 | 0 | 0 | 0 | 0 | 0 | 0 | 0 | 0 | 0 | 0 | 0 | 0 | -2 | -2 | 0 | 0 | 0 | 0 | 0 | 0 | -2 | 0 | -2 | 0 | 0 | 0 | 0 | 0 | 0 | 0 | -2 | -2 | -2 | -2 | -2 | -2 | -2 | -2 | 0 | 0 | 0 | 0 | -2 | -2 | 0 | -2 | -2 | 0 | 0 | 0 | -2 | 0 | 0 | 0 | 0 | 0 | 0 | 0 | 0 | 0 | 0 | -2 | -2 | -2 | -2 | 0 | 0 |  | 1
Leviton | EVR Green 4000 | EVR Green 4000 | Eversource CT | AC | 7.2 | 2025-12-08 | 2025-12-08 | Network Capable |  |  |  | 2 | -2 | -2 | 0 | 0 | 0 | -2 | -2 | -2 | -2 | -2 | -2 | 0 | -2 | -2 | 0 | 0 | 0 | -1 | -1 | 0 | 0 | -2 | 0 | 0 | 0 | 0 | 0 | 0 | 0 | 0 | 0 | 0 | 0 | 0 | 0 | 0 | 0 | 0 | 0 | 0 | 0 | -2 | 0 | -2 | -2 | -2 | -2 | -2 | -2 | -2 | -2 | -2 | -2 | -2 | -2 | -2 | -2 | -2 | -2 | 0 | -2 | -2 | -2 | -2 | 0 | -2 | -2 | -2 | 0 | 0 | 0 | 0 | -2 | -2 | -2 | 0 | -2 | 0 | 0 | 0 | 0 | -2 | 0 | -2 | -2 | 0 | 0 | 0 | 0 | 0 | 0 | 0 | 0 | 0 | 0 | 0 | 0 | 0 | 0 | 0 | 0 | 0 | -2 | 0 | 0 | 0 | 0 | 0 | -2 | 0 | -2 | -2 | -2 | -2 | 1 | -2
Lincoln Electric | Velion 150 | Velion | EPRI | DC | 150 | 2024-08-14 | 2024-08-14 | Network Capable | NA | Single Port | Single port. | -2 | 2 | -2 | -2 | -2 | -2 | 1 | -1 | -1 | -1 | -2 | -2 | -2 | 1 | -2 | 2 | -2 | -1 | -1 | -1 | 1 | -2 | 1 | 1 | 1 | 1 | 1 | 1 | 1 | 1 | 1 | 1 | 1 | -1 | -1 | -1 | 1 | 1 | 1 | 1 | -1 | -1 | -2 | 1 | -2 | -2 | -2 | -2 | -2 | -2 | -2 | -2 | -2 | -2 | -2 | -2 | -2 | -2 | -2 | -2 | -2 | 1 | -2 | -2 | -2 | -1 | -2 | -2 | -1 | 1 | 1 | -1 | 1 | -2 | -2 | -2 | -1 | -2 | -2 | 1 | 1 | -2 | 1 | -2 | 1 | 1 | 1 | 1 | -1 | 1 | 2 | -2 | -1 | 1 | 1 | 1 | 1 | -1 | 1 | 1 | 1 | 1 | 1 | -2 | 1 | -2 | -2 | -2 | -1 | -2 | -2 | 1 | -1 | -2 | -2 |  | -2
LITE-ON | AC19L | AC19L | PGE | AC | 19 | 2023-10-19 | 2023-10-19 | Fully Networked | ABM eMobility |  |  | 2 | -2 | -2 | 1 | 0 | 1 | -2 | -2 | -2 | -2 | -2 | -2 | 1 | -2 | -2 | 2 | 0 | 0 | -1 | -1 | 1 | 1 | 0 | 1 | 1 | 1 | 1 | 0 | 0 | 0 | 0 | 1 | 0 | -1 | -1 | -1 | 1 | 1 | 1 | 0 | -1 | -1 | -2 | 0 | -2 | -1 | -1 | 1 | -2 | -2 | -2 | -2 | -2 | -2 | -1 | -1 | -2 | 1 | -1 | -2 | -2 | 0 | 0 | 0 | 0 | 0 | 0 | 0 | 0 | 0 | 0 | 0 | 0 | 0 | 0 | 0 | 0 | 0 | 0 | 0 | -2 | 0 | -2 | 0 | -2 | -2 | 0 | 0 | 0 | 0 | 2 | 0 | 0 | 0 | 0 | 0 | 0 | 0 | 0 | 0 | 0 | 0 | 0 | 0 | 0 | 0 | 0 | 0 | 0 | -1 | 1 | -1 | -1 | -2 | -2 |  | -2
LITE-ON | AC7LC | AC7LC | PGE | AC | 7 | 2023-10-19 | 2023-10-19 | Fully Networked | ABM eMobility |  |  | 2 | -2 | -2 | 1 | 0 | 1 | -2 | -2 | -2 | -2 | -2 | -2 | 1 | -2 | -2 | 2 | 0 | 0 | -1 | -1 | 1 | 1 | 0 | 1 | 1 | 1 | 1 | 0 | 0 | 0 | 0 | 1 | 0 | -1 | -1 | -1 | 1 | 1 | 1 | 0 | -1 | -1 | -2 | 0 | -2 | -1 | -1 | 1 | -2 | -2 | -2 | -2 | -2 | -2 | -1 | -1 | -2 | 1 | -1 | -2 | -2 | 0 | 0 | 0 | 0 | 0 | 0 | 0 | 0 | 0 | 0 | 0 | 0 | 0 | 0 | 0 | 0 | 0 | 0 | 0 | -2 | 0 | -2 | 0 | -2 | -2 | 0 | 0 | 0 | 0 | 2 | 0 | 0 | 0 | 0 | 0 | 0 | 0 | 0 | 0 | 0 | 0 | 0 | 0 | 0 | 0 | 0 | 0 | 0 | 1 | 1 | -1 | -1 | -2 | -2 |  | -2
LITE-ON | EX-1193-8 | BC2 80A | EPRI | AC | 19.2 | 2025-04-02 | 2025-01-09 | Non-Networked |  | Single port. | Single port. | 2 | -2 | -2 | 1 | -1 | 1 | -2 | -2 | -2 | -2 | -2 | -2 | 1 | -2 | -2 | 2 | 0 | 2 | 2 | 2 | 1 | 1 | -2 | 1 | 1 | 1 | 1 | 1 | 1 | 1 | 1 | 1 | -2 | -2 | -2 | -2 | -2 | -2 | -2 | -2 | -2 | -2 | -2 | -2 | -2 | -2 | -2 | -2 | -2 | -2 | -2 | -2 | -2 | -2 | -2 | -2 | -2 | -2 | -2 | -2 | 1 | -2 | -2 | -2 | -2 | -1 | -2 | -2 | -2 | 1 | -1 | -1 | -1 | -2 | -2 | -2 | -2 | -2 | 1 | -1 | -1 | 1 | -2 | 1 | -2 | -2 | -1 | -1 | -1 | -1 | 2 | 2 | 1 | -1 | -1 | -1 | -1 | -2 | -1 | -1 | -1 | -1 | -1 | -2 | -1 | -2 | -2 | -2 | -1 | -1 | 1 | -1 | -1 | -2 | -2 |  | 1
LITE-ON | EX-1193-E | SC2 Plus 80A | EPRI | AC | 19.2 | 2025-04-02 | 2025-01-09 | Network Capable |  | Single port. | Single port. | 2 | -2 | -2 | 1 | -1 | 1 | -2 | -2 | -2 | -2 | -2 | -2 | 1 | -2 | -2 | 2 | 0 | 2 | 2 | 2 | 1 | 1 | -2 | 1 | 1 | 1 | 1 | 1 | 1 | 1 | 1 | 1 | 1 | -1 | -1 | -1 | 1 | 1 | 1 | 1 | -1 | -1 | -2 | 1 | -2 | -2 | -2 | -2 | -2 | -2 | -2 | -2 | -2 | -2 | -2 | -2 | -2 | -2 | -2 | -2 | 1 | -2 | -2 | -2 | -2 | -1 | -2 | -2 | -2 | 1 | 1 | -1 | 1 | -2 | -2 | -2 | -2 | -2 | 1 | -1 | -1 | 1 | -2 | 1 | -2 | -2 | 1 | -1 | -1 | -1 | 2 | 2 | 1 | 1 | 1 | 1 | 1 | -2 | 1 | 1 | 1 | 1 | 1 | -2 | 1 | -2 | -2 | -2 | -1 | -1 | 1 | -1 | -1 | -2 | -2 |  | 1
LITE-ON | EX-1193-H | IC2 80A POS | EPRI | AC | 19.2 | 2025-04-02 | 2025-01-09 | Network Capable |  | Single port. | Single port. | 2 | -2 | -2 | 1 | -1 | 1 | -2 | -2 | -2 | -2 | -2 | -2 | 1 | -2 | -2 | 2 | 0 | 2 | 2 | 2 | 1 | 1 | -2 | 1 | 1 | 1 | 1 | 1 | 1 | 1 | 1 | 1 | 1 | -1 | -1 | -1 | 1 | 1 | 1 | 1 | -1 | -1 | -2 | 1 | -2 | -2 | -2 | -2 | -2 | -2 | -2 | -2 | -2 | -2 | -2 | -2 | -2 | -2 | -2 | -2 | 1 | -2 | -2 | -2 | -2 | 1 | -2 | -2 | -2 | 1 | 1 | 1 | 1 | -2 | -2 | -2 | -2 | -2 | 1 | -1 | -1 | 1 | -2 | 1 | -2 | -2 | 1 | -1 | -1 | -1 | 2 | 2 | 1 | 1 | 1 | 1 | 1 | -2 | 1 | 1 | 1 | 1 | 1 | -2 | 1 | -2 | -2 | -2 | -1 | -1 | 1 | -1 | -1 | -2 | -2 |  | 1
LITE-ON | EX-1193-K | SC2 Plus 80A POS | EPRI | AC | 19.2 | 2025-04-02 | 2025-01-09 | Network Capable |  | Single port. | Single port. | 2 | -2 | -2 | 1 | -1 | 1 | -2 | -2 | -2 | -2 | -2 | -2 | 1 | -2 | -2 | 2 | 0 | 2 | 2 | 2 | 1 | 1 | -2 | 1 | 1 | 1 | 1 | 1 | 1 | 1 | 1 | 1 | 1 | -1 | -1 | -1 | 1 | 1 | 1 | 1 | -1 | -1 | -2 | 1 | -2 | -2 | -2 | -2 | -2 | -2 | -2 | -2 | -2 | -2 | -2 | -2 | -2 | -2 | -2 | -2 | 1 | -2 | -2 | -2 | -2 | 1 | -2 | -2 | -2 | 1 | 1 | 1 | 1 | -2 | -2 | -2 | -2 | -2 | 1 | -1 | -1 | 1 | -2 | 1 | -2 | -2 | 1 | -1 | -1 | -1 | 2 | 2 | 1 | 1 | 1 | 1 | 1 | -2 | 1 | 1 | 1 | 1 | 1 | -2 | 1 | -2 | -2 | -2 | -1 | -1 | 1 | -1 | -1 | -2 | -2 |  | 1
LITE-ON | EX-1193-M | IC2 80A | EPRI | AC | 19.2 | 2025-04-02 | 2025-01-09 | Network Capable |  | Single port. | Single port. | 2 | -2 | -2 | 1 | -1 | 1 | -2 | -2 | -2 | -2 | -2 | -2 | 1 | -2 | -2 | 2 | 0 | 2 | 2 | 2 | 1 | 1 | -2 | 1 | 1 | 1 | 1 | 1 | 1 | 1 | 1 | 1 | 1 | -1 | -1 | -1 | 1 | 1 | 1 | 1 | -1 | -1 | -2 | 1 | -2 | -2 | -2 | -2 | -2 | -2 | -2 | -2 | -2 | -2 | -2 | -2 | -2 | -2 | -2 | -2 | 1 | -2 | -2 | -2 | -2 | -1 | -2 | -2 | -2 | 1 | 1 | -1 | 1 | -2 | -2 | -2 | -2 | -2 | 1 | -1 | -1 | 1 | -2 | 1 | -2 | -2 | 1 | -1 | -1 | -1 | 2 | 2 | 1 | 1 | 1 | 1 | 1 | -2 | 1 | 1 | 1 | 1 | 1 | -2 | 1 | -2 | -2 | -2 | -1 | -1 | 1 | -1 | -1 | -2 | -2 |  | 1
LITE-ON | EX-1193-T | SC2 80A | EPRI | AC | 19.2 | 2025-04-02 | 2025-01-09 | Network Capable |  | Single port. | Single port. | 2 | -2 | -2 | 1 | -1 | 1 | -2 | -2 | -2 | -2 | -2 | -2 | 1 | -2 | -2 | 2 | 0 | 2 | 2 | 2 | 1 | 1 | -2 | 1 | 1 | 1 | 1 | 1 | 1 | 1 | 1 | 1 | 1 | -1 | -1 | -1 | 1 | 1 | 1 | 1 | -1 | -1 | -2 | 1 | -2 | -2 | -2 | -2 | -2 | -2 | -2 | -2 | -2 | -2 | -2 | -2 | -2 | -2 | -2 | -2 | 1 | -2 | -2 | -2 | -2 | -1 | -2 | -2 | -2 | 1 | 1 | -1 | 1 | -2 | -2 | -2 | -2 | -2 | 1 | -1 | -1 | 1 | -2 | 1 | -2 | -2 | 1 | -1 | -1 | -1 | 2 | 2 | 1 | 1 | 1 | 1 | 1 | -2 | 1 | 1 | 1 | 1 | 1 | -2 | 1 | -2 | -2 | -2 | -1 | -1 | 1 | -1 | -1 | -2 | -2 |  | 1
LITE-ON | W1-UC168-00B1F0 | BC 48A | EPRI | AC | 11.52 | 2025-04-02 | 2024-12-12 | Non-networked |  | Single port. | Single port. | 2 | -2 | -2 | 1 | -1 | 1 | -2 | -2 | -2 | -2 | -2 | -2 | 1 | -2 | -2 | 2 | 2 | 2 | 2 | 2 | 1 | 1 | -2 | 1 | 1 | 1 | 1 | 1 | 1 | 1 | 1 | 1 | -2 | -2 | -2 | -2 | -2 | -2 | -2 | -2 | -2 | -2 | -2 | -2 | -2 | -2 | -2 | -2 | -2 | -2 | -2 | -2 | -2 | -2 | -2 | -2 | -2 | -2 | -2 | -2 | 1 | -2 | -2 | -2 | -2 | -1 | -2 | -2 | -2 | -1 | -1 | -1 | -1 | -2 | -2 | -2 | -2 | -2 | 1 | -1 | -1 | 1 | -2 | 1 | -2 | -2 | -1 | -1 | -1 | -1 | 2 | 2 | -1 | -1 | -1 | -1 | -1 | -2 | -1 | -1 | -1 | -1 | -1 | -2 | -1 | -2 | -2 | -2 | -1 | -1 | 1 | -1 | -1 | -2 | -2 |  | -2
LITE-ON | W1-UC168-0MF1F0 | SC48A | EPRI | AC | 11.52 | 2025-04-02 | 2024-12-12 | Network Capable |  | Single port. | Single port. | 2 | -2 | -2 | 1 | -1 | 1 | -2 | -2 | -2 | -2 | -2 | -2 | 1 | -2 | -2 | 2 | 2 | 2 | 2 | 2 | 1 | 1 | -2 | 1 | 1 | 1 | 1 | 1 | 1 | 1 | 1 | 1 | 1 | 2 | 2 | 2 | 1 | 1 | 1 | 1 | -1 | -1 | -2 | 1 | -2 | -2 | -2 | -2 | -2 | -2 | -2 | -2 | -2 | -2 | -2 | -2 | -2 | -2 | -2 | -2 | 1 | -2 | -2 | -2 | -2 | -1 | -2 | -2 | -2 | -1 | -1 | -1 | -1 | -2 | -2 | -2 | -2 | -2 | 1 | -1 | -1 | 1 | -2 | 1 | -2 | -2 | -1 | -1 | -1 | -1 | 2 | 2 | 1 | -1 | -1 | 1 | 1 | -2 | 1 | 1 | 1 | 1 | -1 | -2 | 1 | -2 | -2 | -2 | -1 | -1 | 1 | -1 | -1 | -2 | -2 |  | -2
LITE-ON | W1-UC168-0MF1F0 | ADV 48A | EPRI | AC | 11.52 | 2025-04-02 | 2024-12-12 | Network Capable |  | Single port. | Single port. | 2 | -2 | -2 | 1 | -1 | 1 | -2 | -2 | -2 | -2 | -2 | -2 | 1 | -2 | -2 | 2 | 2 | 2 | 2 | 2 | 1 | 1 | -2 | 1 | 1 | 1 | 1 | 1 | 1 | 1 | 1 | 1 | 1 | 2 | 2 | 2 | 1 | 1 | 1 | 1 | -1 | -1 | -2 | 1 | -2 | -2 | -2 | -2 | -2 | -2 | -2 | -2 | -2 | -2 | -2 | -2 | -2 | -2 | -2 | -2 | 1 | -2 | -2 | -2 | -2 | -1 | -2 | -2 | -2 | 1 | 1 | 1 | 1 | -2 | -2 | -2 | -2 | -2 | 1 | -1 | -1 | 1 | -2 | 1 | -2 | -2 | 1 | -1 | -1 | -1 | 2 | 2 | 1 | 1 | 1 | 1 | 1 | -2 | 1 | 1 | 1 | 1 | 1 | -2 | 1 | -2 | -2 | -2 | -1 | -1 | 1 | -1 | -1 | -2 | -2 |  | -2
LITE-ON | W1-UC168-0MF1FR | ADV+ 48A | EPRI | AC | 11.52 | 2025-04-02 | 2024-12-12 | Network Capable |  | Single port. | Single port. | 2 | -2 | -2 | 1 | -1 | 1 | -2 | -2 | -2 | -2 | -2 | -2 | 1 | -2 | -2 | 2 | 2 | 2 | 2 | 2 | 1 | 1 | -2 | 1 | 1 | 1 | 1 | 1 | 1 | 1 | 1 | 1 | 1 | 2 | 2 | 2 | 1 | 1 | 1 | 1 | -1 | -1 | -2 | 1 | -2 | -2 | -2 | -2 | -2 | -2 | -2 | -2 | -2 | -2 | -2 | -2 | -2 | -2 | -2 | -2 | 1 | -2 | -2 | -2 | -2 | -1 | -2 | -2 | -2 | 1 | 1 | 1 | 1 | -2 | -2 | -2 | -2 | -2 | 1 | -1 | -1 | 1 | -2 | 1 | -2 | -2 | 1 | -1 | -1 | -1 | 2 | 2 | 1 | 1 | 1 | 1 | 1 | -2 | 1 | 1 | 1 | 1 | 1 | -2 | 1 | -2 | -2 | -2 | -1 | -1 | 1 | -1 | -1 | -2 | -2 |  | -2
LITE-ON | W1-UC168-0MJ1EP | ADV+ 48A POS | EPRI | AC | 11.52 | 2025-04-02 | 2024-12-12 | Network Capable |  | Single port. | Single port. | 2 | -2 | -2 | 1 | -1 | 1 | -2 | -2 | -2 | -2 | -2 | -2 | 1 | -2 | -2 | 2 | 2 | 2 | 2 | 2 | 1 | 1 | -2 | 1 | 1 | 1 | 1 | 1 | 1 | 1 | 1 | 1 | 1 | 2 | 2 | 2 | 1 | 1 | 1 | 1 | -1 | -1 | -2 | 1 | -2 | -2 | -2 | -2 | -2 | -2 | -2 | -2 | -2 | -2 | -2 | -2 | -2 | -2 | -2 | -2 | 1 | -2 | -2 | -2 | -2 | 1 | -2 | -2 | -2 | 1 | 1 | 1 | 1 | -2 | -2 | -2 | -2 | -2 | 1 | -1 | -1 | 1 | -2 | 1 | -2 | -2 | 1 | -1 | -1 | -1 | 2 | 2 | 1 | 1 | 1 | 1 | 1 | -2 | 1 | 1 | 1 | 1 | 1 | -2 | 1 | -2 | -2 | -2 | -1 | -1 | 1 | -1 | -1 | -2 | -2 |  | -2
LITE-ON | W1-UC168-0MK1ER | IC 48A | EPRI | AC | 11.52 | 2025-04-02 | 2024-12-12 | Network Capable |  | Single port. | Single port. | 2 | -2 | -2 | 1 | -1 | 1 | -2 | -2 | -2 | -2 | -2 | -2 | 1 | -2 | -2 | 2 | 2 | 2 | 2 | 2 | 1 | 1 | -2 | 1 | 1 | 1 | 1 | 1 | 1 | 1 | 1 | 1 | 1 | 2 | 2 | 2 | 1 | 1 | 1 | 1 | -1 | -1 | -2 | 1 | -2 | -2 | -2 | -2 | -2 | -2 | -2 | -2 | -2 | -2 | -2 | -2 | -2 | -2 | -2 | -2 | 1 | -2 | -2 | -2 | -2 | -1 | -2 | -2 | -2 | 1 | 1 | 1 | 1 | -2 | -2 | -2 | -2 | -2 | 1 | -1 | -1 | 1 | -2 | 1 | -2 | -2 | 1 | -1 | -1 | -1 | 2 | 2 | 1 | 1 | 1 | 1 | 1 | -2 | 1 | 1 | 1 | 1 | 1 | -2 | 1 | -2 | -2 | -2 | -1 | -1 | 1 | -1 | -1 | -2 | -2 |  | -2
LITE-ON | W1-UC168-0ML1EP | IC 48A POS | EPRI | AC | 11.52 | 2025-04-02 | 2024-12-12 | Network Capable |  | Single port. | Single port. | 2 | -2 | -2 | 1 | -1 | 1 | -2 | -2 | -2 | -2 | -2 | -2 | 1 | -2 | -2 | 2 | 2 | 2 | 2 | 2 | 1 | 1 | -2 | 1 | 1 | 1 | 1 | 1 | 1 | 1 | 1 | 1 | 1 | 2 | 2 | 2 | 1 | 1 | 1 | 1 | -1 | -1 | -2 | 1 | -2 | -2 | -2 | -2 | -2 | -2 | -2 | -2 | -2 | -2 | -2 | -2 | -2 | -2 | -2 | -2 | 1 | -2 | -2 | -2 | -2 | 1 | -2 | -2 | -2 | 1 | 1 | 1 | 1 | -2 | -2 | -2 | -2 | -2 | 1 | -1 | -1 | 1 | -2 | 1 | -2 | -2 | 1 | -1 | -1 | -1 | 2 | 2 | 1 | 1 | 1 | 1 | 1 | -2 | 1 | 1 | 1 | 1 | 1 | -2 | 1 | -2 | -2 | -2 | -1 | -1 | 1 | -1 | -1 | -2 | -2 |  | -2
Loop Global | EVS-32A-L2-001 | EV-Flex LITE | EPRI | AC | 7.68 | 2025-06-30 | 2024-07-01 | Network Capable | NA |  | SAE J1772, Standalone network capability | 2 | -2 | -2 | 1 | 0 | 0 | -2 | -2 | -2 | -2 | -2 | -2 | 1 | -2 | -2 | 2 | 0 | 2 | 2 | 2 | 1 | 1 | -2 | 1 | 1 | 1 | 1 | 0 | 0 | 0 | 0 | 0 | 1 | -1 | -1 | -1 | 1 | 1 | 1 | 1 | -1 | -1 | -2 | 1 | -2 | -2 | -2 | -2 | -2 | -2 | -2 | -2 | -2 | -2 | -2 | -2 | -2 | -2 | -2 | -2 | 1 | -2 | 1 | -2 | -2 | 1 | -2 | 1 | 1 | -1 | 0 | 0 | 0 | -2 | -2 | -2 | 0 | 0 | 1 | -1 | -2 | 1 | -2 | 1 | -2 | -2 | 1 | 1 | 1 | 1 | 2 | 2 | 1 | -1 | 0 | 1 | 0 | -2 | 1 | 1 | 1 | 1 | 1 | -2 | 1 | -2 | -2 | -2 | 0 | 1 | 1 | 1 | 1 | -2 | -2 |  | 1
Loop Global | EVS-32A-L2-002 | EV-Flex LITE | EPRI | AC | 7.68 | 2025-06-30 | 2024-07-01 | Network Capable | NA |  | SAE J1772, Standalone network capability | 2 | -2 | -2 | 1 | 0 | 0 | -2 | -2 | -2 | -2 | -2 | -2 | 1 | -2 | -2 | 2 | 0 | 2 | 2 | 2 | 1 | 1 | -2 | 1 | 1 | 1 | 1 | 0 | 0 | 0 | 0 | 0 | 1 | -1 | -1 | -1 | 1 | 1 | 1 | 1 | -1 | -1 | -2 | 1 | -2 | -2 | -2 | -2 | -2 | -2 | -2 | -2 | -2 | -2 | -2 | -2 | -2 | -2 | -2 | -2 | 1 | -2 | 1 | -2 | -2 | 1 | -2 | 1 | 1 | -1 | 0 | 0 | 0 | -2 | -2 | -2 | 0 | 0 | 1 | -1 | -2 | 1 | -2 | 1 | -2 | -2 | 1 | 1 | 1 | 1 | 2 | 2 | 1 | -1 | 0 | 1 | 0 | -2 | 1 | 1 | 1 | 1 | 1 | -2 | 1 | -2 | -2 | -2 | 0 | 1 | 1 | 1 | 1 | -2 | -2 |  | 1
Loop Global | EVS-80A-L2-001 | EV-Fleet | EPRI | AC | 19.2 | 2025-06-30 | 2024-07-01 | Network Capable | NA |  | SAE J1772, Standalone network capability | 2 | -2 | -2 | 1 | 0 | 0 | -2 | -2 | -2 | -2 | -2 | -2 | 1 | -2 | -2 | 2 | 0 | 2 | 2 | 2 | 1 | 1 | -2 | 1 | 1 | 1 | 1 | 0 | 0 | 0 | 0 | 0 | 1 | -1 | -1 | -1 | 1 | 1 | 1 | 1 | -1 | -1 | -2 | 1 | -2 | -2 | -2 | -2 | -2 | -2 | -2 | -2 | -2 | -2 | -2 | -2 | -2 | -2 | -2 | -2 | 1 | -2 | 1 | -2 | -2 | 1 | -2 | 1 | 1 | -1 | 0 | 0 | 0 | -2 | -2 | -2 | 0 | 0 | 1 | -1 | -2 | 1 | -2 | 1 | -2 | -2 | 1 | 1 | 1 | 1 | 2 | 2 | 1 | -1 | 0 | 1 | 0 | -2 | 1 | 1 | 1 | 1 | 1 | -2 | 1 | -2 | -2 | -2 | 0 | -1 | 1 | 1 | 1 | -2 | -2 |  | 1
Loop Global | EVS-80A-L2-002 | EV-Fleet | EPRI | AC | 19.2 | 2025-06-30 | 2024-07-01 | Network Capable | NA |  | SAE J1772, Standalone network capability | 2 | -2 | -2 | 1 | 0 | 0 | -2 | -2 | -2 | -2 | -2 | -2 | 1 | -2 | -2 | 2 | 0 | 2 | 2 | 2 | 1 | 1 | -2 | 1 | 1 | 1 | 1 | 0 | 0 | 0 | 0 | 0 | 1 | -1 | -1 | -1 | 1 | 1 | 1 | 1 | -1 | -1 | -2 | 1 | -2 | -2 | -2 | -2 | -2 | -2 | -2 | -2 | -2 | -2 | -2 | -2 | -2 | -2 | -2 | -2 | 1 | -2 | 1 | -2 | -2 | 1 | -2 | 1 | 1 | 1 | 0 | 0 | 0 | -2 | -2 | -2 | 0 | 0 | 1 | -1 | -2 | 1 | -2 | 1 | -2 | -2 | 1 | 1 | 1 | 1 | 2 | 2 | 1 | 1 | 0 | 1 | 0 | -2 | 1 | 1 | 1 | 1 | 1 | -2 | 1 | -2 | -2 | -2 | 0 | -1 | 1 | 1 | 1 | -2 | -2 |  | 1
Loop Global | EVS-80A-L2-002-40 | EV-Fleet | EPRI | AC | 9.6 | 2025-06-30 | 2024-07-01 | Network Capable | NA |  | SAE J1772, Standalone network capability | 2 | -2 | -2 | 1 | 0 | 0 | -2 | -2 | -2 | -2 | -2 | -2 | 1 | -2 | -2 | 2 | 0 | 2 | 2 | 2 | 1 | 1 | -2 | 1 | 1 | 1 | 1 | 0 | 0 | 0 | 0 | 0 | 1 | -1 | -1 | -1 | 1 | 1 | 1 | 1 | -1 | -1 | -2 | 1 | -2 | -2 | -2 | -2 | -2 | -2 | -2 | -2 | -2 | -2 | -2 | -2 | -2 | -2 | -2 | -2 | 1 | -2 | 1 | -2 | -2 | 1 | -2 | 1 | 1 | 1 | 0 | 0 | 0 | -2 | -2 | -2 | 0 | 0 | 1 | -1 | -2 | 1 | -2 | 1 | -2 | -2 | 1 | 1 | 1 | 1 | 2 | 2 | 1 | 1 | 0 | 1 | 0 | -2 | 1 | 1 | 1 | 1 | 1 | -2 | 1 | -2 | -2 | -2 | 0 | 1 | -1 | 1 | 1 | -2 | -2 |  | 1
Loop Global | EVS-FLASH-300-D01 | Infinity Flash (with screen) | EPRI | DC | 300 | 2025-09-25 | 2024-07-19 | Fully Networked | Loop Global | Dual Port | Dual port with screen. Power cabinet required: EVS-FLASH- 360-PC01 | -2 | 2 | -2 | -2 | -2 | -2 | 1 | -1 | 1 | -1 | -2 | -2 | -2 | 1 | -2 | 2 | -2 | 2 | 2 | 2 | 1 | -2 | 1 | 1 | 1 | 1 | 1 | 1 | 1 | 1 | -1 | 1 | 1 | -1 | -1 | -1 | 1 | 1 | 1 | 1 | 2 | -1 | -2 | 1 | 1 | -1 | -1 | 1 | -1 | 1 | 1 | 1 | 1 | 1 | -1 | -1 | 1 | 1 | -1 | 1 | -2 | 1 | 1 | 1 | 1 | 1 | 1 | 1 | 1 | 1 | 1 | 1 | 1 | 1 | 1 | 1 | -1 | 1 | -2 | -1 | -1 | -2 | 1 | -2 | 1 | 1 | 1 | 1 | 1 | 1 | 2 | -2 | 1 | 1 | 1 | 1 | 1 | 1 | 1 | 1 | 1 | 1 | 1 | 1 | 1 | 1 | 1 | 1 | 1 | -2 | -2 | 1 | 1 | -2 | -2 |  | -2
Loop Global | EVS-FLASH-300-D01-150 | Infinity Flash (with screen)(derated) | EPRI | DC | 150 | 2025-09-25 | 2025-02-26 | Fully Networked | Loop Global | Dual Port | 150kW max per port | -2 | 2 | -2 | -2 | -2 | -2 | 1 | -1 | 1 | -1 | -2 | -2 | -2 | 1 | -2 | 2 | -2 | 2 | 2 | 2 | 1 | -2 | 1 | 1 | 1 | 1 | 1 | 1 | 1 | 1 | -1 | 1 | 1 | -1 | -1 | -1 | 1 | 1 | 1 | 1 | 2 | -1 | -2 | 1 | 1 | -1 | -1 | 1 | -1 | 1 | 1 | 1 | 1 | 1 | -1 | -1 | 1 | 1 | -1 | 1 | -2 | 1 | 1 | 1 | 1 | 1 | 1 | 1 | 1 | 1 | 1 | 1 | 1 | 1 | 1 | 1 | -1 | 1 | -2 | -1 | -1 | -2 | 1 | -2 | 1 | 1 | 1 | 1 | 1 | 1 | 2 | -2 | 1 | 1 | 1 | 1 | 1 | 1 | 1 | 1 | 1 | 1 | 1 | 1 | 1 | 1 | 1 | 1 | 1 | -2 | -2 | 1 | 1 | -2 | -2 |  | -2
Loop Global | EVS-FLASH-300-D02 | Infinity Flash (without screen) | EPRI | DC | 300 | 2025-06-30 | 2024-07-19 | Fully Networked | Loop Global | Dual Port | Dual port without screen. Power cabinet required: EVS-FLASH- 360-PC01 | -2 | 2 | -2 | -2 | -2 | -2 | 1 | -1 | 1 | -1 | -2 | -2 | -2 | 1 | -2 | 2 | -2 | 2 | 2 | 2 | 1 | -2 | 1 | 1 | 1 | 1 | 1 | 1 | 1 | 1 | -1 | 1 | 1 | -1 | -1 | -1 | 1 | 1 | 1 | 1 | -1 | -1 | -2 | 1 | 1 | -1 | -1 | 1 | -1 | 1 | 1 | 1 | 1 | 1 | -1 | -1 | 1 | 1 | -1 | 1 | -2 | 1 | 1 | 1 | 1 | 1 | 1 | 1 | 1 | 1 | 1 | 1 | 1 | 1 | 1 | 1 | -1 | 1 | -2 | -1 | -1 | -2 | 1 | -2 | 1 | 1 | 1 | 1 | 1 | 1 | 2 | -2 | 1 | 1 | 1 | 1 | 1 | 1 | 1 | 1 | 1 | 1 | 1 | 1 | 1 | 1 | 1 | 1 | 1 | -2 | -2 | 1 | 1 | -2 | -2 |  | -2
Loop Global | EVS-FLASH-300-D02-150 | Infinity Flash (without screen)(derated) | EPRI | DC | 150 | 2025-06-30 | 2025-02-26 | Fully Networked | Loop Global | Dual Port | 150kW max per port | -2 | 2 | -2 | -2 | -2 | -2 | 1 | -1 | 1 | -1 | -2 | -2 | -2 | 1 | -2 | 2 | -2 | 2 | 2 | 2 | 1 | -2 | 1 | 1 | 1 | 1 | 1 | 1 | 1 | 1 | -1 | 1 | 1 | -1 | -1 | -1 | 1 | 1 | 1 | 1 | -1 | -1 | -2 | 1 | 1 | -1 | -1 | 1 | -1 | 1 | 1 | 1 | 1 | 1 | -1 | -1 | 1 | 1 | -1 | 1 | -2 | 1 | 1 | 1 | 1 | 1 | 1 | 1 | 1 | 1 | 1 | 1 | 1 | 1 | 1 | 1 | -1 | 1 | -2 | -1 | -1 | -2 | 1 | -2 | 1 | 1 | 1 | 1 | 1 | 1 | 2 | -2 | 1 | 1 | 1 | 1 | 1 | 1 | 1 | 1 | 1 | 1 | 1 | 1 | 1 | 1 | 1 | 1 | 1 | -2 | -2 | 1 | 1 | -2 | -2 |  | -2
Loop Global |  |  | EPRI | NETWORK |  | 2025-06-30 | 2025-05-02 | Network Software | Loop EV Charging Network |  |  | -2 | -2 | -2 | -2 | -2 | -2 | -2 | -2 | -2 | -2 | -2 | -2 | -2 | -2 | -2 | -2 | -2 | -2 | -2 | -2 | -2 | -2 | -2 | -2 | -2 | -2 | -2 | -2 | -2 | -2 | -2 | -2 | -2 | -2 | -2 | -2 | -2 | -2 | -2 | -2 | -2 | -2 | -2 | -2 | 1 | -1 | -1 | 1 | -1 | 1 | 1 | 1 | 1 | -1 | -1 | -1 | -1 | 1 | 2 | 1 | -2 | -2 | 1 | 1 | 1 | 1 | 1 | 1 | -2 | -1 | -2 | 1 | 1 | 1 | 1 | 1 | -1 | 1 | -2 | -2 | -2 | -2 | -2 | -2 | -2 | -2 | -1 | 1 | 1 | -1 | -2 | -2 | -1 | -2 | -2 | 1 | -1 | 1 | 1 | 1 | 1 | 1 | 1 | 1 | 1 | 1 | 1 | 1 | 1 | -2 | -2 | -2 | 1 | -1 | -1 |  | 1
Lynkwell | LW141-DC480/480-SA-CC18 | LW141-DC480/480-SA-CC18 | EPRI | DC | 480 | 2025-11-14 | 2025-11-14 | Network Capable |  | Dual port | Dual port. 2x CCS1 connector | -2 | 2 | -2 | -2 | -2 | -2 | 1 | -1 | -1 | -1 | -2 | -2 | -2 | 1 | -2 | 2 | -2 | -1 | -1 | -1 | 1 | -2 | 1 | 1 | 1 | 1 | 1 | 1 | 1 | 1 | 1 | 1 | 1 | -1 | -1 | -1 | 1 | 1 | 1 | 1 | 2 | 2 | -2 | 1 | -2 | -2 | -2 | -2 | -2 | -2 | -2 | -2 | -2 | -2 | -2 | -2 | -2 | -2 | -2 | -2 | -2 | 1 | -2 | -2 | -2 | 1 | -2 | -2 | -2 | 1 | 1 | 1 | 1 | -2 | -2 | -2 | 1 | -2 | -2 | -1 | -1 | -2 | 1 | -2 | 1 | 1 | 1 | 1 | 1 | 1 | 2 | -2 | 1 | 1 | 1 | 1 | 1 | 1 | 1 | 1 | 1 | 1 | 1 | -2 | 1 | 1 | 1 | 1 | 1 | -2 | -2 | 1 | -1 | -2 | -2 |  | -2
Lynkwell | LW141-DC480/480-SA-CN-18 | LW141-DC480/480-SA-CN-18 | EPRI | DC | 480 | 2025-11-14 | 2025-11-14 | Network Capable |  | Dual port | Dual port. 1x CCS1 connector, 1x NACS/J3400 connector | -2 | 2 | -2 | -2 | -2 | -2 | 1 | -1 | 1 | -1 | -2 | -2 | -2 | 1 | -2 | 2 | -2 | -1 | -1 | -1 | 1 | -2 | 1 | 1 | 1 | 1 | 1 | 1 | 1 | 1 | 1 | 1 | 1 | -1 | -1 | -1 | 1 | 1 | 1 | 1 | 2 | 2 | -2 | 1 | -2 | -2 | -2 | -2 | -2 | -2 | -2 | -2 | -2 | -2 | -2 | -2 | -2 | -2 | -2 | -2 | -2 | 1 | -2 | -2 | -2 | 1 | -2 | -2 | -2 | 1 | 1 | 1 | 1 | -2 | -2 | -2 | 1 | -2 | -2 | -1 | -1 | -2 | 1 | -2 | 1 | 1 | 1 | 1 | 1 | 1 | 2 | -2 | 1 | 1 | 1 | 1 | 1 | 1 | 1 | 1 | 1 | 1 | 1 | -2 | 1 | 1 | 1 | 1 | 1 | -2 | -2 | 1 | -1 | -2 | -2 |  | -2
Lynkwell | LW141-DC480/400-SA-CC18 | LW141-DC480/400-SA-CC18 | EPRI | DC | 400 | 2025-11-14 | 2025-11-14 | Network Capable |  | Dual port | Dual port. 2x CCS1 connector | -2 | 2 | -2 | -2 | -2 | -2 | 1 | -1 | -1 | -1 | -2 | -2 | -2 | 1 | -2 | 2 | -2 | -1 | -1 | -1 | 1 | -2 | 1 | 1 | 1 | 1 | 1 | 1 | 1 | 1 | 1 | 1 | 1 | -1 | -1 | -1 | 1 | 1 | 1 | 1 | 2 | 2 | -2 | 1 | -2 | -2 | -2 | -2 | -2 | -2 | -2 | -2 | -2 | -2 | -2 | -2 | -2 | -2 | -2 | -2 | -2 | 1 | -2 | -2 | -2 | 1 | -2 | -2 | -2 | 1 | 1 | 1 | 1 | -2 | -2 | -2 | 1 | -2 | -2 | -1 | -1 | -2 | 1 | -2 | 1 | 1 | 1 | 1 | 1 | 1 | 2 | -2 | 1 | 1 | 1 | 1 | 1 | 1 | 1 | 1 | 1 | 1 | 1 | -2 | 1 | 1 | 1 | 1 | 1 | -2 | -2 | 1 | -1 | -2 | -2 |  | -2
Lynkwell | LW141-DC480/400-SA-CN18 | LW141-DC480/400-SA-CN18 | EPRI | DC | 400 | 2025-11-14 | 2025-11-14 | Network Capable |  | Dual port | Dual port. 1x CCS1 connector, 1x NACS/J3400 connector | -2 | 2 | -2 | -2 | -2 | -2 | 1 | -1 | 1 | -1 | -2 | -2 | -2 | 1 | -2 | 2 | -2 | -1 | -1 | -1 | 1 | -2 | 1 | 1 | 1 | 1 | 1 | 1 | 1 | 1 | 1 | 1 | 1 | -1 | -1 | -1 | 1 | 1 | 1 | 1 | 2 | 2 | -2 | 1 | -2 | -2 | -2 | -2 | -2 | -2 | -2 | -2 | -2 | -2 | -2 | -2 | -2 | -2 | -2 | -2 | -2 | 1 | -2 | -2 | -2 | 1 | -2 | -2 | -2 | 1 | 1 | 1 | 1 | -2 | -2 | -2 | 1 | -2 | -2 | -1 | -1 | -2 | 1 | -2 | 1 | 1 | 1 | 1 | 1 | 1 | 2 | -2 | 1 | 1 | 1 | 1 | 1 | 1 | 1 | 1 | 1 | 1 | 1 | -2 | 1 | 1 | 1 | 1 | 1 | -2 | -2 | 1 | -1 | -2 | -2 |  | -2
Lynkwell | LW141-DC480/320-SA-CC18 | LW141-DC480/320-SA-CC18 | EPRI | DC | 320 | 2025-11-14 | 2025-11-14 | Network Capable |  | Dual port | Dual port. 2x CCS1 connector | -2 | 2 | -2 | -2 | -2 | -2 | 1 | -1 | -1 | -1 | -2 | -2 | -2 | 1 | -2 | 2 | -2 | -1 | -1 | -1 | 1 | -2 | 1 | 1 | 1 | 1 | 1 | 1 | 1 | 1 | 1 | 1 | 1 | -1 | -1 | -1 | 1 | 1 | 1 | 1 | 2 | 2 | -2 | 1 | -2 | -2 | -2 | -2 | -2 | -2 | -2 | -2 | -2 | -2 | -2 | -2 | -2 | -2 | -2 | -2 | -2 | 1 | -2 | -2 | -2 | 1 | -2 | -2 | -2 | 1 | 1 | 1 | 1 | -2 | -2 | -2 | 1 | -2 | -2 | -1 | -1 | -2 | 1 | -2 | 1 | 1 | 1 | 1 | 1 | 1 | 2 | -2 | 1 | 1 | 1 | 1 | 1 | 1 | 1 | 1 | 1 | 1 | 1 | -2 | 1 | 1 | 1 | 1 | 1 | -2 | -2 | 1 | -1 | -2 | -2 |  | -2
Lynkwell | LW141-DC480/320-SA-CN18 | LW141-DC480/320-SA-CN18 | EPRI | DC | 320 | 2025-11-14 | 2025-11-14 | Network Capable |  | Dual port | Dual port. 1x CCS1 connector, 1x NACS/J3400 connector | -2 | 2 | -2 | -2 | -2 | -2 | 1 | -1 | 1 | -1 | -2 | -2 | -2 | 1 | -2 | 2 | -2 | -1 | -1 | -1 | 1 | -2 | 1 | 1 | 1 | 1 | 1 | 1 | 1 | 1 | 1 | 1 | 1 | -1 | -1 | -1 | 1 | 1 | 1 | 1 | 2 | 2 | -2 | 1 | -2 | -2 | -2 | -2 | -2 | -2 | -2 | -2 | -2 | -2 | -2 | -2 | -2 | -2 | -2 | -2 | -2 | 1 | -2 | -2 | -2 | 1 | -2 | -2 | -2 | 1 | 1 | 1 | 1 | -2 | -2 | -2 | 1 | -2 | -2 | -1 | -1 | -2 | 1 | -2 | 1 | 1 | 1 | 1 | 1 | 1 | 2 | -2 | 1 | 1 | 1 | 1 | 1 | 1 | 1 | 1 | 1 | 1 | 1 | -2 | 1 | 1 | 1 | 1 | 1 | -2 | -2 | 1 | -1 | -2 | -2 |  | -2
Lynkwell | LW102-AC80-# | Xlynk | EPRI | AC | 19.2 | 2025-11-14 | 2025-11-14 | Fully Networked | ViaLynk | Single port. | Single port. | 2 | -2 | -2 | 1 | 1 | 1 | -2 | -2 | -2 | -2 | -2 | -2 | 1 | -2 | -2 | -1 | -1 | 2 | -1 | -1 | 1 | 1 | -2 | 1 | 1 | 1 | 1 | 1 | 1 | 1 | 1 | 1 | 1 | -1 | -1 | -1 | 1 | 1 | 1 | 1 | -1 | -1 | -2 | 1 | 1 | 1 | 1 | 1 | -1 | 1 | -1 | 1 | 1 | 1 | 1 | -1 | 1 | 1 | 2 | 1 | 1 | -2 | 1 | 1 | 1 | 1 | 1 | 1 | 1 | 1 | 1 | -1 | 1 | 1 | 1 | 1 | 1 | 1 | 1 | -1 | -1 | -1 | -2 | -1 | -2 | -2 | 1 | -1 | -1 | -1 | 2 | 2 | -1 | -1 | -1 | -1 | -1 | -1 | -1 | -1 | -1 | -1 | -1 | -1 | -1 | -1 | -1 | -1 | -1 | -1 | 1 | 1 | -1 | -2 | -2 |  | -2
Lynkwell | LW101-AC48 | Xlynk | EPRI | AC | 11.5 | 2024-09-27 | 2024-09-27 | Fully Networked | ViaLynk | Single port. | Single port. | 2 | -2 | -2 | 1 | 1 | 1 | -2 | -2 | -2 | -2 | -2 | -2 | 1 | -2 | -2 | -1 | -1 | 2 | -1 | -1 | 1 | 1 | -2 | 1 | 1 | 1 | 1 | 1 | 1 | 1 | 1 | 1 | 1 | -1 | -1 | -1 | 1 | 1 | 1 | 1 | -1 | -1 | -2 | 1 | 1 | 1 | 1 | 1 | -1 | 1 | -1 | 1 | 1 | 1 | 1 | -1 | 1 | 1 | 2 | 1 | 1 | -2 | 1 | 1 | 1 | -1 | 1 | 1 | 1 | 1 | 1 | -1 | 1 | 1 | 1 | 1 | 1 | 1 | 1 | -1 | -1 | -1 | -2 | -1 | -2 | -2 | -1 | -1 | -1 | -1 | 2 | 2 | -1 | -1 | -1 | -1 | -1 | -1 | -1 | -1 | -1 | -1 | -1 | -1 | -1 | -1 | -1 | -1 | -1 | -1 | 1 | 1 | -1 | -2 | -2 |  | -2
Lynkwell | LW101-AC48-40 | Xlynk | EPRI/SCE | AC | 9.6 | 2025-08-27 | 2025-08-27 | Fully Networked | ViaLynk | Single port. | Single port. | 2 | -2 | -2 | 1 | 1 | 1 | -2 | -2 | -2 | -2 | -2 | -2 | 1 | -2 | -2 | -1 | -1 | 2 | -1 | -1 | 1 | 1 | -2 | 1 | 1 | 1 | 1 | 1 | 1 | 1 | 1 | 1 | 1 | -1 | -1 | -1 | 1 | 1 | 1 | 1 | -1 | -1 | -2 | 1 | 1 | 1 | 1 | 1 | -1 | 1 | -1 | 1 | 1 | 1 | 1 | -1 | 1 | 1 | 2 | 1 | 1 | -2 | 1 | 1 | 1 | -1 | 1 | 1 | 1 | 1 | 1 | -1 | 1 | 1 | 1 | 1 | 1 | 1 | 1 | -1 | -1 | -1 | -2 | -1 | -2 | -2 | -1 | -1 | -1 | -1 | 2 | 2 | -1 | -1 | -1 | -1 | -1 | -1 | -1 | -1 | -1 | -1 | -1 | -1 | -1 | -1 | -1 | -1 | -1 | 1 | -1 | 1 | -1 | -2 | -2 |  | -2
Lynkwell | LW141-AC50 | LW141-AC50 | EPRI/PGE | AC | 12 | 2025-10-10 | 2025-04-02 | Fully Networked | ViaLynk | Single Port | Single Port ; OCPP Full Certificate with software version V1.13.97 | 2 | -2 | -2 | 1 | 0 | 0 | -2 | -2 | -2 | -2 | -2 | -2 | 1 | -2 | -2 | 2 | 0 | 2 | -1 | -1 | 1 | 1 | -2 | 1 | 1 | 1 | 1 | 1 | 1 | 1 | 1 | 1 | 1 | -1 | 2 | -1 | 1 | 1 | 1 | 1 | -1 | -1 | -2 | 1 | 1 | 1 | 1 | 1 | -1 | 1 | -1 | 1 | 1 | 1 | 1 | -1 | 1 | 1 | 2 | 1 | 1 | -2 | 1 | 1 | 1 | -1 | 1 | 1 | 1 | -1 | -1 | -1 | -1 | 1 | 1 | 1 | 1 | 1 | 1 | -1 | -2 | 1 | -2 | 1 | -2 | -2 | 1 | 1 | 1 | 1 | 2 | 2 | 1 | 1 | -1 | 1 | 1 | 1 | 1 | 1 | 1 | 1 | 1 | 1 | 1 | 1 | 1 | 1 | 1 | -1 | 1 | 1 | -1 | -2 | -2 |  | -2
Lynkwell | LW141-AC80 | LW141-AC80 | EPRI | AC | 19.2 | 2025-04-02 | 2025-04-02 | Fully Networked | ViaLynk | Single port. | Single port. | 2 | -2 | -2 | 1 | -1 | -1 | -2 | -2 | -2 | -2 | -2 | -2 | 1 | -2 | -2 | 2 | 0 | 2 | -1 | -1 | 1 | 1 | -2 | 1 | 1 | 1 | 1 | 1 | 1 | 1 | 1 | 1 | 1 | -1 | -1 | -1 | 1 | 1 | 1 | 1 | -1 | -1 | -2 | 1 | 1 | 1 | 1 | 1 | -1 | 1 | -1 | 1 | 1 | 1 | 1 | -1 | 1 | 1 | 2 | 1 | 1 | -2 | 1 | 1 | 1 | -1 | 1 | 1 | -1 | 1 | -1 | -1 | -1 | 1 | 1 | 1 | 1 | 1 | 1 | -1 | -1 | 1 | -2 | 1 | -2 | -2 | 1 | 1 | 1 | 1 | 2 | 2 | 1 | 1 | 1 | 1 | 1 | 1 | 1 | 1 | 1 | 1 | 1 | 1 | 1 | 1 | 1 | 1 | 1 | -1 | 1 | 1 | -1 | -2 | -2 |  | -2
Lynkwell | LW141-DC100 | LW141-DC100 | EPRI/PGE | DC | 100 | 2025-04-02 | 2025-04-02 | Fully Networked | ViaLynk | Single or dual port | Single or dual port | -2 | 2 | -2 | -2 | -2 | -2 | 1 | 0 | 0 | 0 | -2 | -2 | -2 | 1 | -2 | 2 | -2 | -1 | -1 | -1 | 1 | -2 | 1 | 1 | 1 | 1 | 1 | 1 | 1 | 0 | 1 | 1 | 1 | -1 | 2 | 2 | 1 | 1 | 1 | 1 | -1 | -1 | -2 | 1 | 1 | 1 | 1 | 1 | -1 | 1 | -1 | 1 | 1 | 1 | 1 | -1 | 1 | 1 | 2 | 1 | -2 | 1 | 1 | 1 | 1 | 1 | 1 | 1 | 1 | 1 | 1 | 1 | 1 | 1 | 1 | 1 | 1 | 1 | -2 | 1 | 1 | -2 | 1 | -2 | -1 | 1 | 1 | 1 | 1 | 1 | 2 | -2 | 1 | 1 | 1 | 1 | 1 | 1 | 1 | 1 | 1 | 1 | 1 | 1 | 1 | 1 | 1 | 1 | 1 | -2 | -2 | 1 | -1 | -2 | -2 |  | -2
Lynkwell | LW141-DC120 | LW141-DC120 | EPRI/PGE | DC | 120 | 2025-04-02 | 2025-04-02 | Fully Networked | ViaLynk | Single or dual port | Single or dual port | -2 | 2 | -2 | -2 | -2 | -2 | 1 | 0 | 0 | 0 | -2 | -2 | -2 | 1 | -2 | 2 | -2 | 2 | -1 | -1 | 1 | -2 | 1 | 1 | 1 | 1 | 1 | 1 | 1 | 0 | 1 | 1 | 1 | -1 | 2 | 2 | 1 | 1 | 1 | 1 | -1 | -1 | -2 | 1 | 1 | 1 | 1 | 1 | -1 | 1 | -1 | 1 | 1 | 1 | 1 | -1 | 1 | 1 | 2 | 1 | -2 | 1 | 1 | 1 | 1 | 1 | 1 | 1 | 1 | 1 | 1 | 1 | 1 | 1 | 1 | 1 | 1 | 1 | -2 | 1 | 1 | -2 | 1 | -2 | -1 | 1 | 1 | 1 | 1 | 1 | 2 | -2 | 1 | 1 | 1 | 1 | 1 | 1 | 1 | 1 | 1 | 1 | 1 | 1 | 1 | 1 | 1 | 1 | 1 | -2 | -2 | 1 | -1 | -2 | -2 |  | -2
Lynkwell | LW141-DC140 | LW141-DC140 | EPRI/PGE | DC | 140 | 2025-04-02 | 2025-04-02 | Fully Networked | ViaLynk | Single or dual port | Single or dual port | -2 | 2 | -2 | -2 | -2 | -2 | 1 | 0 | 0 | 0 | -2 | -2 | -2 | 1 | -2 | 2 | -2 | -1 | -1 | -1 | 1 | -2 | 1 | 1 | 1 | 1 | 1 | 1 | 1 | 0 | 1 | 1 | 1 | -1 | 2 | 2 | 1 | 1 | 1 | 1 | -1 | -1 | -2 | 1 | 1 | 1 | 1 | 1 | -1 | 1 | -1 | 1 | 1 | 1 | 1 | -1 | 1 | 1 | 2 | 1 | -2 | 1 | 1 | 1 | 1 | 1 | 1 | 1 | 1 | 1 | 1 | 1 | 1 | 1 | 1 | 1 | 1 | 1 | -2 | 1 | 1 | -2 | 1 | -2 | -1 | 1 | 1 | 1 | 1 | 1 | 2 | -2 | 1 | 1 | 1 | 1 | 1 | 1 | 1 | 1 | 1 | 1 | 1 | 1 | 1 | 1 | 1 | 1 | 1 | -2 | -2 | 1 | -1 | -2 | -2 |  | -2
Lynkwell | LW141-DC160 | LW141-DC160 | EPRI/PGE | DC | 160 | 2025-04-02 | 2025-04-02 | Fully Networked | ViaLynk | Single or dual port | Single or dual port | -2 | 2 | -2 | -2 | -2 | -2 | 1 | 0 | 0 | 0 | -2 | -2 | -2 | 1 | -2 | 2 | -2 | 2 | -1 | -1 | 1 | -2 | 1 | 1 | 1 | 1 | 1 | 1 | 1 | 0 | 1 | 1 | 1 | -1 | 2 | 2 | 1 | 1 | 1 | 1 | -1 | -1 | -2 | 1 | 1 | 1 | 1 | 1 | -1 | 1 | -1 | 1 | 1 | 1 | 1 | -1 | 1 | 1 | 2 | 1 | -2 | 1 | 1 | 1 | 1 | 1 | 1 | 1 | 1 | 1 | 1 | 1 | 1 | 1 | 1 | 1 | 1 | 1 | -2 | 1 | 1 | -2 | 1 | -2 | 1 | 1 | 1 | 1 | 1 | 1 | 2 | -2 | 1 | 1 | 1 | 1 | 1 | 1 | 1 | 1 | 1 | 1 | 1 | 1 | 1 | 1 | 1 | 1 | 1 | -2 | -2 | 1 | -1 | -2 | -2 |  | -2
Lynkwell | LW141-DC180 | LW141-DC180 | EPRI/PGE | DC | 180 | 2025-04-02 | 2025-04-02 | Fully Networked | ViaLynk | Single or dual port | Single or dual port | -2 | 2 | -2 | -2 | -2 | -2 | 1 | 0 | 0 | 0 | -2 | -2 | -2 | 1 | -2 | 2 | -2 | 2 | -1 | -1 | 1 | -2 | 1 | 1 | 1 | 1 | 1 | 1 | 1 | 0 | 1 | 1 | 1 | -1 | 2 | 2 | 1 | 1 | 1 | 1 | -1 | -1 | -2 | 1 | 1 | 1 | 1 | 1 | -1 | 1 | -1 | 1 | 1 | 1 | 1 | -1 | 1 | 1 | 2 | 1 | -2 | 1 | 1 | 1 | 1 | 1 | 1 | 1 | 1 | 1 | 1 | 1 | 1 | 1 | 1 | 1 | 1 | 1 | -2 | 1 | 1 | -2 | 1 | -2 | 1 | 1 | 1 | 1 | 1 | 1 | 2 | -2 | 1 | 1 | 1 | 1 | 1 | 1 | 1 | 1 | 1 | 1 | 1 | 1 | 1 | 1 | 1 | 1 | 1 | -2 | -2 | 1 | -1 | -2 | -2 |  | -2
Lynkwell | LW141-DC200 | LW141-DC200 | EPRI/PGE | DC | 200 | 2025-04-02 | 2025-04-02 | Fully Networked | ViaLynk | Single or dual port | Single or dual port | -2 | 2 | -2 | -2 | -2 | -2 | 1 | 0 | 0 | 0 | -2 | -2 | -2 | 1 | -2 | 2 | -2 | -1 | -1 | -1 | 1 | -2 | 1 | 1 | 1 | 1 | 1 | 1 | 1 | 0 | 1 | 1 | 1 | -1 | 2 | 2 | 1 | 1 | 1 | 1 | -1 | -1 | -2 | 1 | 1 | 1 | 1 | 1 | -1 | 1 | -1 | 1 | 1 | 1 | 1 | -1 | 1 | 1 | 2 | 1 | -2 | 1 | 1 | 1 | 1 | 1 | 1 | 1 | 1 | 1 | 1 | 1 | 1 | 1 | 1 | 1 | 1 | 1 | -2 | 1 | 1 | -2 | 1 | -2 | 1 | 1 | 1 | 1 | 1 | 1 | 2 | -2 | 1 | 1 | 1 | 1 | 1 | 1 | 1 | 1 | 1 | 1 | 1 | 1 | 1 | 1 | 1 | 1 | 1 | -2 | -2 | 1 | -1 | -2 | -2 |  | -2
Lynkwell | LW141-DC220 | LW141-DC220 | EPRI/PGE | DC | 220 | 2025-04-02 | 2025-04-02 | Fully Networked | ViaLynk | Single or dual port | Single or dual port | -2 | 2 | -2 | -2 | -2 | -2 | 1 | 0 | 0 | 0 | -2 | -2 | -2 | 1 | -2 | 2 | -2 | -1 | -1 | -1 | 1 | -2 | 1 | 1 | 1 | 1 | 1 | 1 | 1 | 0 | 1 | 1 | 1 | -1 | 2 | 2 | 1 | 1 | 1 | 1 | -1 | -1 | -2 | 1 | 1 | 1 | 1 | 1 | -1 | 1 | -1 | 1 | 1 | 1 | 1 | -1 | 1 | 1 | 2 | 1 | -2 | 1 | 1 | 1 | 1 | 1 | 1 | 1 | 1 | 1 | 1 | 1 | 1 | 1 | 1 | 1 | 1 | 1 | -2 | 1 | 1 | -2 | 1 | -2 | 1 | 1 | 1 | 1 | 1 | 1 | 2 | -2 | 1 | 1 | 1 | 1 | 1 | 1 | 1 | 1 | 1 | 1 | 1 | 1 | 1 | 1 | 1 | 1 | 1 | -2 | -2 | 1 | -1 | -2 | -2 |  | -2
Lynkwell | LW141-DC240 | LW141-DC240 | EPRI/PGE | DC | 240 | 2025-04-02 | 2025-04-02 | Fully Networked | ViaLynk | Single or dual port | Single or dual port | -2 | 2 | -2 | -2 | -2 | -2 | 1 | 0 | 0 | 0 | -2 | -2 | -2 | 1 | -2 | 2 | -2 | 2 | -1 | -1 | 1 | -2 | 1 | 1 | 1 | 1 | 1 | 1 | 1 | 0 | 1 | 1 | 1 | -1 | 2 | 2 | 1 | 1 | 1 | 1 | -1 | -1 | -2 | 1 | 1 | 1 | 1 | 1 | -1 | 1 | -1 | 1 | 1 | 1 | 1 | -1 | 1 | 1 | 2 | 1 | -2 | 1 | 1 | 1 | 1 | 1 | 1 | 1 | 1 | 1 | 1 | 1 | 1 | 1 | 1 | 1 | 1 | 1 | -2 | 1 | 1 | -2 | 1 | -2 | 1 | 1 | 1 | 1 | 1 | 1 | 2 | -2 | 1 | 1 | 1 | 1 | 1 | 1 | 1 | 1 | 1 | 1 | 1 | 1 | 1 | 1 | 1 | 1 | 1 | -2 | -2 | 1 | -1 | -2 | -2 |  | -2
Lynkwell | LW141-DC40 | LW141-DC40 | EPRI/PGE | AC | 8.3 | 2025-04-02 | 2025-04-02 | Fully Networked | ViaLynk | Dual Port | Dual Port. This is the same model as the UF****01. The charger can be derated to 40A and thus be eligible for SCE's Charge Ready Light Duty program. SCE added -40 at the end to differentiate it from the other 80A version. | 2 | -2 | -2 | 1 | 0 | 0 | -2 | -2 | -2 | -2 | -2 | -2 | 1 | -2 | -2 | 2 | 0 | 2 | -1 | -1 | 1 | 1 | -2 | 1 | 1 | 1 | 1 | 1 | 1 | 1 | 1 | 1 | 1 | -1 | -1 | -1 | 1 | 1 | 1 | 1 | -1 | -1 | -2 | 1 | 1 | 1 | 1 | 1 | -1 | 1 | -1 | 1 | 1 | 1 | 1 | -1 | 1 | 1 | 2 | 1 | 1 | -2 | 1 | 1 | 1 | 1 | 1 | 1 | 1 | 1 | 1 | 1 | 1 | 1 | 1 | 1 | 1 | 1 | 1 | -1 | -2 | 1 | -2 | 1 | -2 | -2 | 1 | 1 | 1 | 1 | 2 | 2 | 1 | 1 | 1 | 1 | 1 | 1 | 1 | 1 | 1 | 1 | 1 | 1 | 1 | 1 | 1 | 1 | 1 | 1 | -1 | 1 | -1 | -2 | -2 |  | -2
Lynkwell | LW141-DC60 | LW141-DC60 | EPRI/PGE | DC | 60 | 2025-04-02 | 2025-04-02 | Fully Networked | ViaLynk | Single or dual port | Single or dual port | -2 | 2 | -2 | -2 | -2 | -2 | 1 | 0 | 0 | 0 | -2 | -2 | -2 | 1 | -2 | 2 | -2 | 2 | -1 | -1 | 1 | -2 | 1 | 1 | 1 | 1 | 1 | 1 | 1 | 0 | 1 | 1 | 1 | -1 | 2 | 2 | 1 | 1 | 1 | 1 | -1 | -1 | -2 | 1 | 1 | 1 | 1 | 1 | -1 | 1 | -1 | 1 | 1 | 1 | 1 | -1 | 1 | 1 | 2 | 1 | -2 | 1 | 1 | 1 | 1 | 1 | 1 | 1 | 1 | 1 | 1 | 1 | 1 | 1 | 1 | 1 | 1 | 1 | -2 | 1 | 1 | -2 | 1 | -2 | -1 | 1 | 1 | 1 | 1 | 1 | 2 | -2 | 1 | 1 | 1 | 1 | 1 | 1 | 1 | 1 | 1 | 1 | 1 | 1 | 1 | 1 | 1 | 1 | 1 | -2 | -2 | 1 | -1 | -2 | -2 |  | -2
Lynkwell | LW141-DC640 | LW141-DC640 | EPRI/PGE | DC | 640 | 2025-04-02 | 2025-04-02 | Fully Networked | ViaLynk | 2, 4, 6, or 8 ports | The DC HiPower has a power cabinet with dispenser set up. It comes in 320, 480, or 640kW options and can be purchased with 2, 4, 6, or 8 ports depending on the number of dispensers. | -2 | 2 | -2 | -2 | -2 | -2 | 1 | 1 | 0 | 0 | -2 | -2 | -2 | 1 | -2 | 2 | -2 | -1 | -1 | -1 | 1 | -2 | 1 | 1 | 1 | 1 | 1 | 1 | 1 | 0 | 1 | 1 | 1 | -1 | -1 | -1 | 1 | 1 | 1 | 1 | -1 | -1 | -2 | 1 | 1 | 1 | 1 | 1 | -1 | 1 | -1 | 1 | 1 | 1 | 1 | -1 | 1 | 1 | 2 | 1 | -2 | 1 | 1 | 1 | 1 | 1 | 1 | 1 | -1 | 1 | 1 | 1 | 1 | 1 | 1 | 1 | 1 | 1 | -2 | 1 | 1 | -2 | 1 | -2 | 1 | 1 | 1 | 1 | 1 | 1 | 2 | -2 | 1 | 1 | 1 | 1 | 1 | 1 | 1 | 1 | 1 | 1 | 1 | 1 | 1 | 1 | 1 | 1 | 1 | -2 | -2 | 1 | -1 | -2 | -2 |  | -2
Lynkwell | LW141-DC80 | LW141-DC80 | EPRI/PGE | DC | 80 | 2025-04-02 | 2025-04-02 | Fully Networked | ViaLynk | Single or dual port | Single or dual port | -2 | 2 | -2 | -2 | -2 | -2 | 1 | 0 | 0 | 0 | -2 | -2 | -2 | 1 | -2 | 2 | -2 | -1 | -1 | -1 | 1 | -2 | 1 | 1 | 1 | 1 | 1 | 1 | 1 | 0 | 1 | 1 | 1 | -1 | 2 | 2 | 1 | 1 | 1 | 1 | -1 | -1 | -2 | 1 | 1 | 1 | 1 | 1 | -1 | 1 | -1 | 1 | 1 | 1 | 1 | -1 | 1 | 1 | 2 | 1 | -2 | 1 | 1 | 1 | 1 | 1 | 1 | 1 | 1 | 1 | 1 | 1 | 1 | 1 | 1 | 1 | 1 | 1 | -2 | 1 | 1 | -2 | 1 | -2 | -1 | 1 | 1 | 1 | 1 | 1 | 2 | -2 | 1 | 1 | 1 | 1 | 1 | 1 | 1 | 1 | 1 | 1 | 1 | 1 | 1 | 1 | 1 | 1 | 1 | -2 | -2 | 1 | -1 | -2 | -2 |  | -2
Lynkwell | LW201-AC32 | LW201-AC32 | PGE | AC | 7.6 | 2024-07-01 | 2024-07-01 | Fully Networked | ViaLynk |  |  | 2 | -2 | -2 | 1 | 0 | 0 | -2 | -2 | -2 | -2 | -2 | -2 | 1 | -2 | -2 | 2 | 0 | 0 | -1 | -1 | 1 | 1 | -2 | 1 | 1 | 1 | 1 | 0 | 0 | 0 | 0 | 1 | 0 | -1 | -1 | -1 | 1 | 1 | 1 | 0 | -1 | -1 | -2 | 0 | 0 | -1 | -1 | 1 | -2 | 0 | 0 | 0 | 0 | 0 | -1 | -1 | 0 | 1 | -1 | 0 | 0 | -2 | 0 | 0 | 0 | 0 | 0 | 0 | 0 | 0 | 0 | 0 | 0 | 0 | 0 | 0 | 0 | 0 | 1 | 0 | -2 | 0 | -2 | 0 | -2 | -2 | 0 | 0 | 0 | 0 | 2 | 0 | 0 | 0 | 0 | 0 | 0 | 0 | 0 | 0 | 0 | 0 | 0 | 0 | 0 | 0 | 0 | 0 | 0 | 1 | 1 | 1 | -1 | -2 | -2 |  | -2
Lynkwell | LW201-AC80 | LW201-AC80 | PGE | AC | 19.2 | 2024-07-01 | 2024-07-01 | Fully Networked | ViaLynk |  |  | 2 | -2 | -2 | 1 | 0 | 0 | -2 | -2 | -2 | -2 | -2 | -2 | 1 | -2 | -2 | 2 | 0 | 0 | -1 | -1 | 1 | 1 | -2 | 1 | 1 | 1 | 1 | 0 | 0 | 0 | 0 | 1 | 0 | -1 | -1 | -1 | 1 | 1 | 1 | 1 | -1 | -1 | -2 | 1 | 0 | -1 | -1 | 1 | -2 | 0 | 0 | 0 | 0 | 0 | -1 | -1 | 0 | 1 | -1 | 0 | 0 | -2 | 0 | 0 | 0 | 0 | 0 | 0 | 0 | 1 | 0 | 0 | 0 | 0 | 0 | 0 | 0 | 0 | 1 | 0 | -2 | 0 | -2 | 0 | -2 | -2 | 0 | 0 | 0 | 0 | 2 | 0 | 0 | 1 | 0 | 0 | 0 | 0 | 0 | 0 | 0 | 0 | 0 | 0 | 0 | 0 | 0 | 0 | 0 | -1 | 1 | 1 | -1 | -2 | -2 |  | -2
Lynkwell | LW202-AC32 | LW202-AC32 | Eversource CT | AC | 7.7 | 2025-12-08 | 2025-12-08 | Network Capable |  | Single port. | Single port. | 2 | -2 | -2 | 1 | -1 | 1 | -2 | -2 | -2 | -2 | -2 | -2 | 1 | -2 | -2 | 2 | 0 | 2 | -1 | -1 | 1 | 1 | -2 | 1 | 1 | 1 | 1 | 1 | 1 | 1 | 1 | 1 | 1 | 2 | 2 | 2 | 1 | 1 | 1 | 1 | -1 | -1 | -2 | 1 | -2 | -2 | -2 | -2 | -2 | -2 | -2 | -2 | -2 | -2 | -2 | -2 | -2 | -2 | -2 | -2 | 1 | -2 | -2 | -2 | -2 | -1 | -2 | -2 | -2 | 1 | 1 | 1 | 1 | -2 | -2 | -2 | -2 | -2 | 1 | -1 | -1 | 1 | -2 | 1 | -2 | -2 | 1 | -1 | -1 | -1 | 2 | 2 | 1 | 1 | 1 | 1 | 1 | -2 | 1 | 1 | 1 | 1 | 1 | -2 | 1 | -2 | -2 | -2 | -1 | -1 | 1 | 1 | -1 | -2 | -2 |  | 1
Lynkwell | LW202-AC48 | LW202-AC48 | EPRI | AC | 11.52 | 2025-08-06 | 2025-08-06 | Network Capable |  | Single port. | Single port. | 2 | -2 | -2 | 1 | -1 | 1 | -2 | -2 | -2 | -2 | -2 | -2 | 1 | -2 | -2 | 2 | 0 | 2 | -1 | -1 | 1 | 1 | -2 | 1 | 1 | 1 | 1 | 1 | 1 | 1 | 1 | 1 | 1 | 2 | 2 | 2 | 1 | 1 | 1 | 1 | -1 | -1 | -2 | 1 | -2 | -2 | -2 | -2 | -2 | -2 | -2 | -2 | -2 | -2 | -2 | -2 | -2 | -2 | -2 | -2 | 1 | -2 | -2 | -2 | -2 | -1 | -2 | -2 | -2 | 1 | 1 | 1 | 1 | -2 | -2 | -2 | -2 | -2 | 1 | -1 | -1 | 1 | -2 | 1 | -2 | -2 | 1 | -1 | -1 | -1 | 2 | 2 | 1 | 1 | 1 | 1 | 1 | -2 | 1 | 1 | 1 | 1 | 1 | -2 | 1 | -2 | -2 | -2 | -1 | -1 | 1 | 1 | -1 | -2 | -2 |  | -2
Lynkwell | LW202-AC80 | LW202-AC80 | EPRI | AC | 19.2 | 2025-08-06 | 2025-08-06 | Network Capable |  | Single port. | Single port. | 2 | -2 | -2 | 1 | -1 | 1 | -2 | -2 | -2 | -2 | -2 | -2 | 1 | -2 | -2 | 2 | 0 | 2 | -1 | -1 | 1 | 1 | -2 | 1 | 1 | 1 | 1 | 1 | 1 | 1 | 1 | 1 | 1 | -1 | -1 | -1 | 1 | 1 | 1 | 1 | -1 | -1 | -2 | 1 | -2 | -2 | -2 | -2 | -2 | -2 | -2 | -2 | -2 | -2 | -2 | -2 | -2 | -2 | -2 | -2 | 1 | -2 | -2 | -2 | -2 | -1 | -2 | -2 | -2 | 1 | 1 | -1 | 1 | -2 | -2 | -2 | -2 | -2 | 1 | -1 | -1 | 1 | -2 | 1 | -2 | -2 | 1 | -1 | -1 | -1 | 2 | 2 | 1 | 1 | 1 | 1 | 1 | -2 | 1 | 1 | 1 | 1 | 1 | -2 | 1 | -2 | -2 | -2 | -1 | -1 | 1 | 1 | -1 | -2 | -2 |  | 1
Lynkwell | LW301-DC-180 | LW301-DC-180 | EPRI | DC | 180 | 2024-10-17 | 2024-10-17 | Network Capable | N/A |  |  | -2 | 2 | -2 | -2 | -2 | -2 | 1 | -1 | -1 | -1 | -2 | -2 | -2 | 1 | -2 | 2 | -2 | -1 | -1 | -1 | 1 | -2 | 1 | 1 | -1 | -1 | -1 | -1 | -1 | -1 | -1 | -1 | 1 | 2 | 2 | 2 | 1 | 1 | 1 | 1 | -1 | -1 | -2 | 1 | -2 | -2 | -2 | -2 | -2 | -2 | -2 | -2 | -2 | -2 | -2 | -2 | -2 | -2 | -2 | -2 | -2 | 1 | -1 | -2 | -2 | 1 | -2 | -1 | -1 | 1 | -1 | -1 | -1 | -2 | -2 | -2 | -1 | -1 | -2 | -1 | -1 | -2 | 1 | -2 | -1 | 1 | 1 | -1 | -1 | -1 | 2 | -2 | 1 | 1 | -1 | 1 | -1 | -1 | 1 | 1 | 1 | 1 | 1 | -2 | 1 | -2 | -2 | -2 | -1 | -2 | -2 | 1 | -1 | -2 | -2 |  | -2
Lynkwell | LW301-DC200 | LW301-DC200 | EPRI | DC | 200 | 2024-10-17 | 2024-10-17 | Network Capable | N/A | Single Port | Single port. | -2 | 2 | -2 | -2 | -2 | -2 | 1 | -1 | -1 | -1 | -2 | -2 | -2 | -1 | -2 | 2 | -2 | 2 | -1 | -1 | 1 | -2 | 1 | 1 | 1 | 1 | 1 | 1 | 1 | 1 | 1 | 1 | 1 | -1 | -1 | -1 | 1 | 1 | -1 | 1 | -1 | -1 | -2 | 1 | -2 | -2 | -2 | -2 | -2 | -2 | -2 | -2 | -2 | -2 | -2 | -2 | -2 | -2 | -2 | -2 | -2 | -1 | 1 | -2 | -2 | 1 | -2 | -1 | 1 | 1 | 1 | 1 | 1 | -2 | -2 | -2 | 1 | 1 | -2 | -1 | -1 | -2 | 1 | -2 | -1 | 1 | 1 | 1 | 1 | 1 | 2 | -2 | 1 | 1 | -1 | 1 | -1 | -1 | 1 | 1 | 1 | 1 | -1 | -2 | 1 | -2 | -2 | -2 | -1 | -2 | -2 | 1 | -1 | -2 | -2 |  | -2
Lynkwell | LW301-DC240 | LW301-DC240 | EPRI | DC | 240 | 2024-10-17 | 2024-10-17 | Network Capable | NA |  | OCA Full and Security certificates under software version 1.2009.0 (alternate company name on OCA cert - Wanbang Digital Energy Co., Ltd.) | -2 | 2 | -2 | -2 | -2 | -2 | 1 | -1 | -1 | -1 | -2 | -2 | -2 | 1 | -2 | 2 | -2 | 2 | -1 | -1 | 1 | -2 | 1 | 1 | 1 | 1 | 1 | 0 | 0 | 0 | 0 | 1 | 1 | -1 | 2 | 2 | 1 | 1 | 1 | 1 | -1 | -1 | -2 | 1 | -2 | -2 | -2 | -2 | -2 | -2 | -2 | -2 | -2 | -2 | -2 | -2 | -2 | -2 | -2 | -2 | -2 | 1 | -1 | -2 | -2 | 1 | -2 | -1 | -1 | 1 | 1 | 0 | 0 | -2 | -2 | -2 | 0 | 0 | -2 | -1 | -1 | -2 | 1 | -2 | -1 | 1 | -1 | 1 | 1 | 1 | 2 | -2 | 1 | 1 | -1 | 1 | -1 | -1 | 1 | 1 | 1 | 1 | 1 | -2 | 1 | -2 | -2 | -2 | 0 | -2 | -2 | 1 | -1 | -2 | -2 |  | -2
Lynkwell | LW301-DC30 | LW301-DC30 | EPRI | DC | 30 | 2024-10-17 | 2024-10-17 | Network Capable | NA |  |  | -2 | 2 | -2 | -2 | -2 | -2 | 1 | -1 | -1 | -1 | -2 | -2 | -2 | -1 | -2 | 2 | -2 | 2 | -1 | -1 | 1 | -2 | 1 | -1 | 1 | 1 | 1 | 0 | 0 | 0 | 0 | 1 | 1 | -1 | -1 | -1 | 1 | 1 | -1 | 1 | -1 | -1 | -2 | 1 | -2 | -2 | -2 | -2 | -2 | -2 | -2 | -2 | -2 | -2 | -2 | -2 | -2 | -2 | -2 | -2 | -2 | 1 | -1 | -2 | -2 | 1 | -2 | -1 | 1 | 1 | 1 | 0 | 0 | -2 | -2 | -2 | 0 | 0 | -2 | -1 | -1 | -2 | 1 | -2 | -1 | 1 | -1 | 1 | 1 | 1 | 2 | -2 | 1 | 1 | -1 | 1 | -1 | -1 | 1 | 1 | 1 | 1 | 1 | -2 | 1 | -2 | -2 | -2 | 0 | -2 | -2 | 1 | -1 | -2 | -2 |  | -2
Lynkwell | LW301-DC320 | LW301-DC320 | EPRI | DC | 320 | 2025-08-29 | 2025-08-29 | Network Capable |  | Dual port. | Dual port. | -2 | 2 | -2 | -2 | -2 | -2 | 1 | -1 | 1 | -1 | -2 | -2 | -2 | 1 | -2 | 2 | -2 | 2 | -1 | -1 | 1 | -2 | 1 | 1 | 1 | 1 | 1 | 1 | 1 | 1 | 1 | 1 | 1 | -1 | -1 | -1 | 1 | 1 | 1 | 1 | -1 | -1 | -2 | 1 | -2 | -2 | -2 | -2 | -2 | -2 | -2 | -2 | -2 | -2 | -2 | -2 | -2 | -2 | -2 | -2 | -2 | 1 | -2 | -2 | -2 | 1 | -2 | -2 | -2 | 1 | 1 | 1 | 1 | -2 | -2 | -2 | 1 | -2 | -2 | -1 | -1 | -2 | 1 | -2 | 1 | 1 | 1 | 1 | 1 | 1 | 2 | -2 | 1 | 1 | -1 | 1 | -1 | -2 | 1 | 1 | 1 | 1 | 1 | -2 | 1 | -2 | -2 | -2 | -1 | -2 | -2 | 1 | -1 | -2 | -2 |  | -2
Lynkwell | LW301-DC60 | LW301-DC60 | EPRI | DC | 60 | 2024-10-17 | 2024-10-17 | Network Capable | NA |  |  | -2 | 2 | -2 | -2 | -2 | -2 | 1 | -1 | -1 | -1 | -2 | -2 | -2 | -1 | -2 | 2 | -2 | 2 | -1 | -1 | 1 | -2 | 1 | -1 | 1 | 1 | 1 | 0 | 0 | 0 | 0 | 1 | 1 | -1 | -1 | -1 | 1 | 1 | -1 | 1 | -1 | -1 | -2 | 1 | -2 | -2 | -2 | -2 | -2 | -2 | -2 | -2 | -2 | -2 | -2 | -2 | -2 | -2 | -2 | -2 | -2 | 1 | -1 | -2 | -2 | 1 | -2 | -1 | -1 | 1 | 1 | 0 | 0 | -2 | -2 | -2 | 0 | 0 | -2 | -1 | -1 | -2 | 1 | -2 | -1 | 1 | -1 | 1 | 1 | 1 | 2 | -2 | 1 | 1 | -1 | 1 | -1 | -1 | 1 | 1 | 1 | 1 | 1 | -2 | 1 | -2 | -2 | -2 | 0 | -2 | -2 | 1 | -1 | -2 | -2 |  | -2
Lynkwell | LW401-DC200 | LW401-DC200 | EPRI | DC | 200 | 2024-07-01 | 2024-07-01 | Network Capable | NA | Dual Port | Up to 200kW per port. 2 ports. All-in-one system integrating AC-DC power conversion and DC output with one system | -2 | 2 | -2 | -2 | -2 | -2 | 1 | -1 | 0 | 0 | -2 | -2 | -2 | 1 | -2 | 2 | -2 | -1 | -1 | -1 | 1 | -2 | 1 | 1 | 1 | 1 | 1 | 0 | 0 | 0 | 0 | 1 | 1 | -1 | -1 | -1 | 1 | 1 | -1 | 1 | -1 | -1 | -2 | 1 | -2 | -2 | -2 | -2 | -2 | -2 | -2 | -2 | -2 | -2 | -2 | -2 | -2 | -2 | -2 | -2 | -2 | -1 | -1 | -2 | -2 | 1 | -2 | -1 | -1 | 1 | 1 | 1 | 1 | -2 | -2 | -2 | 1 | -1 | -2 | -1 | -1 | -2 | 1 | -2 | 1 | 1 | 1 | 1 | -1 | -1 | 2 | -2 | -1 | 1 | 1 | 1 | -1 | -2 | 1 | -1 | -1 | -1 | -1 | -2 | -1 | -2 | -2 | -2 | 0 | -2 | -2 | 1 | -1 | -2 | -2 |  | -2
Lynkwell | LW401-DC600 | LW401-DC600 | EPRI | DC | 600 | 2024-12-16 | 2024-12-16 | Network Capable |  | Up to 4 ports. | This is distributed system that can connect up to two 400kW dispensers(Model no: DP400K-xx-PS-yy) ## : Varaiable based on any other options xx : Variable based on connector type(CCS1, NACS) yy : variable based on any other options | -2 | 2 | -2 | -2 | -2 | -2 | 1 | -1 | 1 | -1 | -2 | -2 | -2 | 1 | -2 | 2 | -2 | -1 | -1 | -1 | 1 | -2 | 1 | 1 | 0 | 0 | 0 | 0 | 0 | 0 | 0 | 0 | 1 | -1 | -1 | -1 | 1 | 1 | 1 | 1 | -1 | -1 | -2 | 1 | -2 | -2 | -2 | -2 | -2 | -2 | -2 | -2 | -2 | -2 | -2 | -2 | -2 | -2 | -2 | -2 | -2 | -1 | -2 | -2 | -2 | 1 | -2 | -2 | -2 | 1 | 1 | 1 | 1 | -2 | -2 | -2 | 1 | -2 | -2 | 1 | 1 | -2 | 1 | -2 | 1 | 1 | 1 | 1 | -1 | -1 | 2 | -2 | -1 | 1 | 1 | 1 | -1 | -2 | 1 | 1 | 1 | 1 | 1 | -2 | 1 | -2 | -2 | -2 | -1 | -2 | -2 | 1 | -1 | -2 | -2 |  | -2
Lynkwell |  |  | PGE | NETWORK | NA | 2023-06-08 | 2023-06-08 | Network Software | ViaLynk |  |  | -2 | -2 | -2 | -2 | -2 | -2 | -2 | -2 | -2 | -2 | -2 | -2 | -2 | -2 | -2 | -2 | -2 | -2 | -2 | -2 | -2 | -2 | -2 | -2 | -2 | -2 | -2 | -2 | -2 | -2 | -2 | -2 | -2 | -2 | -2 | -2 | -2 | -2 | -2 | -2 | -2 | -2 | -2 | -2 | 1 | 1 | 1 | 1 | -2 | 1 | -1 | 1 | 1 | 1 | 1 | -1 | 1 | 1 | -1 | 1 | -2 | -2 | 0 | 0 | 0 | 0 | 0 | 0 | -2 | 0 | -2 | 0 | 0 | 0 | 0 | 0 | 0 | 0 | -2 | -2 | -2 | -2 | -2 | -2 | -2 | -2 | -2 | 0 | 0 | 0 | -2 | -2 | 0 | -2 | -2 | 0 | 0 | 0 | -2 | 0 | 0 | 0 | 0 | 0 | 0 | 0 | 0 | 0 | 0 | -2 | -2 | 1 | -1 | 1 | -1 |  | 1
Matcha Electric |  |  | Eversource CT | NETWORK | NA | 2025-12-08 | 2025-12-08 | Network Software | Matcha Electric |  |  | -2 | -2 | -2 | -2 | -2 | -2 | -2 | -2 | -2 | -2 | -2 | -2 | -2 | -2 | -2 | -2 | -2 | -2 | -2 | -2 | -2 | -2 | -2 | -2 | -2 | -2 | -2 | -2 | -2 | -2 | -2 | -2 | -2 | -2 | -2 | -2 | -2 | -2 | -2 | -2 | -2 | -2 | -2 | -2 | 0 | 0 | 0 | 0 | 0 | 0 | 0 | 0 | 0 | 0 | 0 | 0 | 0 | 0 | 0 | 0 | -2 | -2 | 0 | 0 | 0 | 0 | 0 | 0 | -2 | 0 | -2 | 0 | 0 | 0 | 0 | 0 | 0 | 0 | -2 | -2 | -2 | -2 | -2 | -2 | -2 | -2 | 0 | 0 | 0 | 0 | -2 | -2 | 0 | -2 | -2 | 0 | 0 | 0 | -2 | 0 | 0 | 0 | 0 | 0 | 0 | 0 | 0 | 0 | 0 | -2 | -2 | -2 | -2 | 0 | 0 |  | 1
Matcha Electric | Z32 | Z32 | Eversource CT | AC | 7.7 | 2025-12-08 | 2025-12-08 | Network Capable |  |  |  | 2 | -2 | -2 | 0 | 0 | 0 | -2 | -2 | -2 | -2 | -2 | -2 | 0 | -2 | -2 | 0 | 0 | 0 | -1 | -1 | 0 | 0 | -2 | 0 | 0 | 0 | 0 | 0 | 0 | 0 | 0 | 0 | 0 | 0 | 0 | 0 | 0 | 0 | 0 | 0 | 0 | 0 | -2 | 0 | -2 | -2 | -2 | -2 | -2 | -2 | -2 | -2 | -2 | -2 | -2 | -2 | -2 | -2 | -2 | -2 | 0 | -2 | -2 | -2 | -2 | 0 | -2 | -2 | -2 | 0 | 0 | 0 | 0 | -2 | -2 | -2 | 0 | -2 | 0 | 0 | 0 | 0 | -2 | 0 | -2 | -2 | 0 | 0 | 0 | 0 | 0 | 0 | 0 | 0 | 0 | 0 | 0 | 0 | 0 | 0 | 0 | 0 | 0 | -2 | 0 | 0 | 0 | 0 | 0 | -2 | 0 | -2 | -2 | -2 | -2 |  | 1
Matcha Electric | Z48 | Z48 | Eversource CT | AC | 11.5 | 2025-12-08 | 2025-12-08 | Network Capable |  |  |  | 2 | -2 | -2 | 0 | 0 | 0 | -2 | -2 | -2 | -2 | -2 | -2 | 0 | -2 | -2 | 0 | 0 | 0 | -1 | -1 | 0 | 0 | -2 | 0 | 0 | 0 | 0 | 0 | 0 | 0 | 0 | 0 | 0 | 0 | 0 | 0 | 0 | 0 | 0 | 0 | 0 | 0 | -2 | 0 | -2 | -2 | -2 | -2 | -2 | -2 | -2 | -2 | -2 | -2 | -2 | -2 | -2 | -2 | -2 | -2 | 0 | -2 | -2 | -2 | -2 | 0 | -2 | -2 | -2 | 0 | 0 | 0 | 0 | -2 | -2 | -2 | 0 | -2 | 0 | 0 | 0 | 0 | -2 | 0 | -2 | -2 | 0 | 0 | 0 | 0 | 0 | 0 | 0 | 0 | 0 | 0 | 0 | 0 | 0 | 0 | 0 | 0 | 0 | -2 | 0 | 0 | 0 | 0 | 0 | -2 | 0 | -2 | -2 | -2 | -2 |  | 1
Maverick LED | MES-EV-LH-DG80 | MES LH Series Dual Gun 80A Dual 40A | EPRI | AC | 19.2 | 2025-05-13 | 2025-05-13 | Network Capable |  | Dual port. | Dual port. Note: Single charging 80A, simultaneous charging 40A | 2 | -2 | -2 | 1 | -1 | -1 | -2 | -2 | -2 | -2 | -2 | -2 | -1 | -2 | -2 | 2 | 0 | 2 | -1 | -1 | 1 | 1 | -2 | 1 | 1 | 1 | -1 | 1 | 1 | 1 | 1 | 1 | 1 | -1 | -1 | -1 | 1 | -1 | 1 | -1 | -1 | -1 | -2 | -1 | -2 | -2 | -2 | -2 | -2 | -2 | -2 | -2 | -2 | -2 | -2 | -2 | -2 | -2 | -2 | -2 | -1 | -2 | -2 | -2 | -2 | -1 | -2 | -2 | -2 | -1 | -1 | -1 | -1 | -2 | -2 | -2 | -1 | -2 | -1 | -1 | -1 | -1 | -2 | -1 | -2 | -2 | -1 | -1 | -1 | -1 | 1 | 1 | -1 | -1 | -1 | -1 | -1 | -1 | -1 | -1 | -1 | -1 | -1 | -2 | -1 | -2 | -2 | -2 | -1 | -2 | 1 | -1 | -2 | -2 | -2 |  | -2
Maverick LED | MES-EV-TS-5-DG40-WM-US-R | MES TS Series Dual Gun 48A/48A | EPRI | AC | 11.5 | 2025-05-13 | 2025-05-13 | Network Capable |  | Dual port. | Dual port. NRTL Code Variation: MES-EV-TS-5-DG40-WM-US-R MES-EV-TS-5-DG40- WM-US-RG MES-EV-TS-5-DG40-WM-US-RP MESEV-TS-5-DG40-WM-US-RGP MES-EV-TS-5L-DG40-WM-US-R MES-EV-TS5L-DG40-WM-US-RG MES-EV-TS-5L-DG40-WM-USRP MES-EV-TS-5L-DG40-WM-US-RGP | 2 | -2 | -2 | 1 | -1 | -1 | -2 | -2 | -2 | -2 | -2 | -2 | -1 | -2 | -2 | 2 | 0 | 2 | -1 | 2 | 1 | 1 | -2 | 1 | 1 | 1 | -1 | 1 | 1 | 1 | 1 | 1 | 1 | -1 | -1 | -1 | 1 | -1 | 1 | -1 | -1 | -1 | -2 | -1 | -2 | -2 | -2 | -2 | -2 | -2 | -2 | -2 | -2 | -2 | -2 | -2 | -2 | -2 | -2 | -2 | -1 | -2 | -2 | -2 | -2 | -1 | -2 | -2 | -2 | -1 | -1 | -1 | -1 | -2 | -2 | -2 | -1 | -2 | -1 | -1 | -1 | -1 | -2 | -1 | -2 | -2 | -1 | -1 | -1 | -1 | 1 | 1 | -1 | -1 | -1 | -1 | -1 | -1 | -1 | -1 | -1 | -1 | -1 | -2 | -1 | -2 | -2 | -2 | -1 | -2 | 1 | -1 | -2 | -2 | -2 |  | -2
Maverick LED | MES-EV-TS-5-DG80-WM-US-R | MES TS Series Dual Gun 80A/80A | EPRI | AC | 19.2 | 2025-05-13 | 2025-05-13 | Network Capable |  | Dual port. | Dual port. NRTL Code Variation: MES-EV-TS-5-DG80- WM-US-R MES-EV-TS-5-DG80-WM-US-RG MES-EVTS-5-DG80-WM-US-RP MES-EV-TS-5-DG80-WM-USRGP MES-EV-TS5L-DG80-WM-US-R MES-EV-TS-5L-DG80-WM-USRG MES-EV-TS-5L-DG80-WM-US-RP MES-EV-TS5L-DG80-WM-US-RGP | 2 | -2 | -2 | 1 | -1 | -1 | -2 | -2 | -2 | -2 | -2 | -2 | -1 | -2 | -2 | 2 | 0 | 2 | -1 | 2 | 1 | 1 | -2 | 1 | 1 | 1 | -1 | 1 | 1 | 1 | 1 | 1 | 1 | -1 | -1 | -1 | 1 | -1 | 1 | -1 | -1 | -1 | -2 | -1 | -2 | -2 | -2 | -2 | -2 | -2 | -2 | -2 | -2 | -2 | -2 | -2 | -2 | -2 | -2 | -2 | -1 | -2 | -2 | -2 | -2 | -1 | -2 | -2 | -2 | -1 | -1 | -1 | -1 | -2 | -2 | -2 | -1 | -2 | -1 | -1 | -1 | -1 | -2 | -1 | -2 | -2 | -1 | -1 | -1 | -1 | 1 | 1 | -1 | -1 | -1 | -1 | -1 | -1 | -1 | -1 | -1 | -1 | -1 | -2 | -1 | -2 | -2 | -2 | -1 | -2 | 1 | -1 | -2 | -2 | -2 |  | -2
Monta |  |  | EPRI | NETWORK | NA | 2024-11-21 | 2024-11-21 | Network Software | Monta |  |  | -2 | -2 | -2 | -2 | -2 | -2 | -2 | -2 | -2 | -2 | -2 | -2 | -2 | -2 | -2 | -2 | -2 | -2 | -2 | -2 | -2 | -2 | -2 | -2 | -2 | -2 | -2 | -2 | -2 | -2 | -2 | -2 | -2 | -2 | -2 | -2 | -2 | -2 | -2 | -2 | -2 | -2 | -2 | -2 | 1 | -1 | -1 | 1 | -2 | 1 | -1 | 1 | -1 | 1 | -1 | -1 | 1 | 1 | -1 | 1 | -2 | -2 | 1 | -1 | 1 | 1 | 1 | 1 | -2 | 1 | -2 | 1 | 1 | 1 | 1 | 1 | 1 | 1 | -2 | -2 | -2 | -2 | -2 | -2 | -2 | -2 | -2 | -1 | 1 | 1 | -2 | -2 | 1 | -2 | -2 | 1 | 1 | 1 | -2 | 1 | 1 | 1 | 1 | 1 | 1 | 1 | 1 | 1 | 1 | -2 | -2 | -2 | 1 | 1 | -1 |  | -2
Nidec | EVDIS-L120DAWM010 | DirectPowerPS Tower 120 Flagship | EPRI | DC | 120 | 2024-08-27 | 2024-08-27 | Network Capable | NA | Dual Port | 120kW all-in-one charger with 2 connectors, advertising display, and payment terminal. Alternate designations: DirectPowerPS 120 Flagship, DirectPowerPS 120 | -2 | 2 | -2 | -2 | -2 | -2 | 1 | -1 | -1 | -1 | -2 | -2 | -2 | 1 | -2 | 2 | -2 | -1 | -1 | 2 | 1 | -2 | 1 | 1 | 1 | 1 | 1 | 1 | -1 | -1 | 1 | 1 | 1 | -1 | -1 | -1 | 1 | 1 | 1 | -1 | -1 | -1 | -2 | -1 | -2 | -2 | -2 | -2 | -2 | -2 | -2 | -2 | -2 | -2 | -2 | -2 | -2 | -2 | -2 | -2 | -2 | 1 | -2 | -2 | -2 | 1 | -2 | -2 | -2 | 1 | 1 | 1 | 1 | -2 | -2 | -2 | -2 | -2 | -2 | 1 | 1 | -2 | 1 | -2 | -1 | 1 | 1 | 1 | 1 | 1 | 2 | -2 | 1 | 1 | 1 | 1 | -1 | -2 | 1 | 1 | 1 | 1 | 1 | -2 | 1 | -2 | -2 | -2 | 1 | -2 | -2 | 1 | -1 | -2 | -2 |  | -2
Nidec | EVDIS-L120DFW00041 | DirectPowerPS Tower 120 Fleet | EPRI | DC | 120 | 2024-08-27 | 2024-08-27 | Network Capable | NA | Dual Port | 120kW all-in-one charger with 2 connectors. Alternate designations: DirectPowerPS 120 Fleet, DirectPowerPS 120 | -2 | 2 | -2 | -2 | -2 | -2 | 1 | -1 | -1 | -1 | -2 | -2 | -2 | 1 | -2 | 2 | -2 | -1 | -1 | 2 | 1 | -2 | 1 | 1 | 1 | 1 | 1 | 1 | -1 | -1 | 1 | 1 | 1 | -1 | -1 | -1 | 1 | 1 | 1 | -1 | -1 | -1 | -2 | -1 | -2 | -2 | -2 | -2 | -2 | -2 | -2 | -2 | -2 | -2 | -2 | -2 | -2 | -2 | -2 | -2 | -2 | 1 | -2 | -2 | -2 | -1 | -2 | -2 | -2 | 1 | -1 | -1 | -1 | -2 | -2 | -2 | -2 | -2 | -2 | 1 | 1 | -2 | 1 | -2 | -1 | 1 | -1 | 1 | 1 | 1 | 2 | -2 | 1 | 1 | 1 | 1 | -1 | -2 | 1 | 1 | 1 | 1 | 1 | -2 | 1 | -2 | -2 | -2 | 1 | -2 | -2 | 1 | -1 | -2 | -2 |  | -2
Nidec | EVDIS-L180DAWM010 | DirectPowerPS Tower 180 Flagship | EPRI | DC | 180 | 2024-08-27 | 2024-08-27 | Network Capable | NA | Dual Port | 180kW all-in-one charger with 2 connectors, advertising display, and payment terminal. Alternate designations: DirectPowerPS 180 Flagship, DirectPowerPS 180 | -2 | 2 | -2 | -2 | -2 | -2 | 1 | -1 | -1 | -1 | -2 | -2 | -2 | 1 | -2 | 2 | -2 | -1 | -1 | 2 | 1 | -2 | 1 | 1 | 1 | 1 | 1 | 1 | -1 | -1 | 1 | 1 | 1 | -1 | -1 | -1 | 1 | 1 | 1 | -1 | -1 | -1 | -2 | -1 | -2 | -2 | -2 | -2 | -2 | -2 | -2 | -2 | -2 | -2 | -2 | -2 | -2 | -2 | -2 | -2 | -2 | 1 | -2 | -2 | -2 | 1 | -2 | -2 | -2 | 1 | 1 | 1 | 1 | -2 | -2 | -2 | -2 | -2 | -2 | 1 | 1 | -2 | 1 | -2 | -1 | 1 | 1 | 1 | 1 | 1 | 2 | -2 | 1 | 1 | 1 | 1 | -1 | -2 | 1 | 1 | 1 | 1 | 1 | -2 | 1 | -2 | -2 | -2 | 1 | -2 | -2 | 1 | -1 | -2 | -2 |  | -2
Nidec | EVDIS-L180DFW00041 | DirectPowerPS Tower 180 Fleet | EPRI | DC | 180 | 2024-08-27 | 2024-08-27 | Network Capable | NA | Dual Port | 180kW all-in-one charger with 2 connectors. Alternate designations: DirectPowerPS 180 Fleet, DirectPowerPS 180 | -2 | 2 | -2 | -2 | -2 | -2 | 1 | -1 | -1 | -1 | -2 | -2 | -2 | 1 | -2 | 2 | -2 | -1 | -1 | 2 | 1 | -2 | 1 | 1 | 1 | 1 | 1 | 1 | -1 | -1 | 1 | 1 | 1 | -1 | -1 | -1 | 1 | 1 | 1 | -1 | -1 | -1 | -2 | -1 | -2 | -2 | -2 | -2 | -2 | -2 | -2 | -2 | -2 | -2 | -2 | -2 | -2 | -2 | -2 | -2 | -2 | 1 | -2 | -2 | -2 | -1 | -2 | -2 | -2 | 1 | -1 | -1 | -1 | -2 | -2 | -2 | -2 | -2 | -2 | 1 | 1 | -2 | 1 | -2 | -1 | 1 | -1 | 1 | 1 | 1 | 2 | -2 | 1 | 1 | 1 | 1 | -1 | -2 | 1 | 1 | 1 | 1 | 1 | -2 | 1 | -2 | -2 | -2 | 1 | -2 | -2 | 1 | -1 | -2 | -2 |  | -2
Nidec | EVDIS-L240DAWM000 | DirectPowerPS Tower 240 Flagship | EPRI | DC | 240 | 2024-08-27 | 2024-08-27 | Network Capable | NA | Dual Port | 240kW all-in-one charger with 2 connectors, advertising display, and payment terminal. Alternate designations: DirectPowerPS 240 Flagship, DirectPowerPS 240 | -2 | 2 | -2 | -2 | -2 | -2 | 1 | -1 | -1 | -1 | -2 | -2 | -2 | 1 | -2 | 2 | -2 | -1 | -1 | 2 | 1 | -2 | 1 | 1 | 1 | 1 | 1 | 1 | -1 | -1 | 1 | 1 | 1 | -1 | -1 | -1 | 1 | 1 | 1 | -1 | -1 | -1 | -2 | -1 | -2 | -2 | -2 | -2 | -2 | -2 | -2 | -2 | -2 | -2 | -2 | -2 | -2 | -2 | -2 | -2 | -2 | 1 | -2 | -2 | -2 | 1 | -2 | -2 | -2 | 1 | 1 | 1 | 1 | -2 | -2 | -2 | -2 | -2 | -2 | 1 | 1 | -2 | 1 | -2 | -1 | 1 | 1 | 1 | 1 | 1 | 2 | -2 | 1 | 1 | 1 | 1 | -1 | -2 | 1 | 1 | 1 | 1 | 1 | -2 | 1 | -2 | -2 | -2 | 1 | -2 | -2 | 1 | -1 | -2 | -2 |  | -2
Nidec | EVDIS-L240DFW00031 | DirectPowerPS Tower 240 Fleet | EPRI | DC | 240 | 2024-08-27 | 2024-08-27 | Network Capable | NA | Dual Port | 240kW all-in-one charger with 2 connectors. Alternate designations: DirectPowerPS 240 Fleet, DirectPowerPS 240 | -2 | 2 | -2 | -2 | -2 | -2 | 1 | -1 | -1 | -1 | -2 | -2 | -2 | 1 | -2 | 2 | -2 | -1 | -1 | 2 | 1 | -2 | 1 | 1 | 1 | 1 | 1 | 1 | -1 | -1 | 1 | 1 | 1 | -1 | -1 | -1 | 1 | 1 | 1 | -1 | -1 | -1 | -2 | -1 | -2 | -2 | -2 | -2 | -2 | -2 | -2 | -2 | -2 | -2 | -2 | -2 | -2 | -2 | -2 | -2 | -2 | 1 | -2 | -2 | -2 | -1 | -2 | -2 | -2 | 1 | -1 | -1 | -1 | -2 | -2 | -2 | -2 | -2 | -2 | 1 | 1 | -2 | 1 | -2 | -1 | 1 | -1 | 1 | 1 | 1 | 2 | -2 | 1 | 1 | 1 | 1 | -1 | -2 | 1 | 1 | 1 | 1 | 1 | -2 | 1 | -2 | -2 | -2 | 1 | -2 | -2 | 1 | -1 | -2 | -2 |  | -2
Nidec | EVDIS-L300DAWM000 | DirectPowerPS Tower 300 Flagship | EPRI | DC | 300 | 2024-08-27 | 2024-08-27 | Network Capable | NA | Dual Port | 300kW all-in-one charger with 2 connectors, advertising display, and payment terminal. Alternate designations: DirectPowerPS 300 Flagship, DirectPowerPS 300 | -2 | 2 | -2 | -2 | -2 | -2 | 1 | -1 | -1 | -1 | -2 | -2 | -2 | 1 | -2 | 2 | -2 | -1 | -1 | 2 | 1 | -2 | 1 | 1 | 1 | 1 | 1 | 1 | -1 | -1 | 1 | 1 | 1 | -1 | -1 | -1 | 1 | 1 | 1 | -1 | -1 | -1 | -2 | -1 | -2 | -2 | -2 | -2 | -2 | -2 | -2 | -2 | -2 | -2 | -2 | -2 | -2 | -2 | -2 | -2 | -2 | 1 | -2 | -2 | -2 | 1 | -2 | -2 | -2 | 1 | 1 | 1 | 1 | -2 | -2 | -2 | -2 | -2 | -2 | 1 | 1 | -2 | 1 | -2 | 1 | 1 | 1 | 1 | 1 | 1 | 2 | -2 | 1 | 1 | 1 | 1 | -1 | -2 | 1 | 1 | 1 | 1 | 1 | -2 | 1 | -2 | -2 | -2 | 1 | -2 | -2 | 1 | -1 | -2 | -2 |  | -2
Nidec | EVDIS-L300DFW00031 | DirectPowerPS Tower 300 Fleet | EPRI | DC | 300 | 2024-08-27 | 2024-08-27 | Network Capable | NA | Dual Port | 300kW all-in-one charger with 2 connectors. Alternate designations: DirectPowerPS 300 Fleet, DirectPowerPS 300 | -2 | 2 | -2 | -2 | -2 | -2 | 1 | -1 | -1 | -1 | -2 | -2 | -2 | 1 | -2 | 2 | -2 | -1 | -1 | 2 | 1 | -2 | 1 | 1 | 1 | 1 | 1 | 1 | -1 | -1 | 1 | 1 | 1 | -1 | -1 | -1 | 1 | 1 | 1 | -1 | -1 | -1 | -2 | -1 | -2 | -2 | -2 | -2 | -2 | -2 | -2 | -2 | -2 | -2 | -2 | -2 | -2 | -2 | -2 | -2 | -2 | 1 | -2 | -2 | -2 | -1 | -2 | -2 | -2 | 1 | -1 | -1 | -1 | -2 | -2 | -2 | -2 | -2 | -2 | 1 | 1 | -2 | 1 | -2 | 1 | 1 | -1 | 1 | 1 | 1 | 2 | -2 | 1 | 1 | 1 | 1 | -1 | -2 | 1 | 1 | 1 | 1 | 1 | -2 | 1 | -2 | -2 | -2 | 1 | -2 | -2 | 1 | -1 | -2 | -2 |  | -2
Nidec | EVDIS-L360DAWM000 | DirectPowerPS Tower 360 Flagship | EPRI | DC | 360 | 2024-08-27 | 2024-08-27 | Network Capable | NA | Dual Port | 360kW all-in-one charger with 2 connectors, advertising display, and payment terminal. Alternate designations: DirectPowerPS 360 Flagship, DirectPowerPS 360 | -2 | 2 | -2 | -2 | -2 | -2 | 1 | -1 | -1 | -1 | -2 | -2 | -2 | 1 | -2 | 2 | -2 | -1 | -1 | 2 | 1 | -2 | 1 | 1 | 1 | 1 | 1 | 1 | -1 | -1 | 1 | 1 | 1 | -1 | -1 | -1 | 1 | 1 | 1 | -1 | -1 | -1 | -2 | -1 | -2 | -2 | -2 | -2 | -2 | -2 | -2 | -2 | -2 | -2 | -2 | -2 | -2 | -2 | -2 | -2 | -2 | 1 | -2 | -2 | -2 | 1 | -2 | -2 | -2 | 1 | 1 | 1 | 1 | -2 | -2 | -2 | -2 | -2 | -2 | 1 | 1 | -2 | 1 | -2 | 1 | 1 | 1 | 1 | 1 | 1 | 2 | -2 | 1 | 1 | 1 | 1 | -1 | -2 | 1 | 1 | 1 | 1 | 1 | -2 | 1 | -2 | -2 | -2 | 1 | -2 | -2 | 1 | -1 | -2 | -2 |  | -2
Nidec | EVDIS-L360DFW00031 | DirectPowerPS Tower 360 Fleet | EPRI | DC | 360 | 2024-08-27 | 2024-08-27 | Network Capable | NA | Dual Port | 360kW all-in-one charger with 2 connectors. Alternate designations: DirectPowerPS 360 Fleet, DirectPowerPS 360 | -2 | 2 | -2 | -2 | -2 | -2 | 1 | -1 | -1 | -1 | -2 | -2 | -2 | 1 | -2 | 2 | -2 | -1 | -1 | 2 | 1 | -2 | 1 | 1 | 1 | 1 | 1 | 1 | -1 | -1 | 1 | 1 | 1 | -1 | -1 | -1 | 1 | 1 | 1 | -1 | -1 | -1 | -2 | -1 | -2 | -2 | -2 | -2 | -2 | -2 | -2 | -2 | -2 | -2 | -2 | -2 | -2 | -2 | -2 | -2 | -2 | 1 | -2 | -2 | -2 | -1 | -2 | -2 | -2 | 1 | -1 | -1 | -1 | -2 | -2 | -2 | -2 | -2 | -2 | 1 | 1 | -2 | 1 | -2 | 1 | 1 | -1 | 1 | 1 | 1 | 2 | -2 | 1 | 1 | 1 | 1 | -1 | -2 | 1 | 1 | 1 | 1 | 1 | -2 | 1 | -2 | -2 | -2 | 1 | -2 | -2 | 1 | -1 | -2 | -2 |  | -2
Noodoe | AC11P-40/ AC11P Exceed-40 |  | EPRI | AC | 8.3 | 2024-07-01 | 2024-07-01 | Fully Networked | Noodoe | Single Port | Single port. | 2 | -2 | -2 | 1 | 0 | 0 | -2 | -2 | -2 | -2 | -2 | -2 | 1 | -2 | -2 | 2 | 0 | 2 | -1 | -1 | 1 | 1 | -2 | 1 | 1 | 1 | 1 | 0 | 0 | 0 | 0 | 0 | 1 | -1 | -1 | -1 | 1 | 1 | 1 | 1 | -1 | -1 | -2 | 1 | 1 | 1 | 1 | 1 | -2 | 1 | -1 | -1 | 1 | 1 | -1 | -1 | 1 | 1 | 2 | 0 | 1 | -2 | 1 | 1 | -1 | -1 | 1 | 1 | 1 | 1 | 0 | 0 | 0 | 0 | 0 | 0 | 0 | 0 | 1 | -1 | -2 | 1 | -2 | 1 | -2 | -2 | 1 | 1 | 1 | 1 | 2 | 2 | 1 | 1 | 0 | 1 | 0 | 1 | 1 | 1 | 1 | 1 | 1 | 1 | 1 | 1 | 1 | 1 | 0 | 1 | -1 | 1 | 1 | -2 | -2 |  | -2
Noodoe | AC11P/ AC11P Exceed |  | EPRI | AC | 11.5 | 2024-07-01 | 2024-07-01 | Fully Networked | Noodoe | Single Port | Single port. | 2 | -2 | -2 | 1 | 0 | 0 | -2 | -2 | -2 | -2 | -2 | -2 | 1 | -2 | -2 | 2 | 0 | 2 | -1 | -1 | 1 | 1 | -2 | 1 | 1 | 1 | 1 | 0 | 0 | 0 | 0 | 0 | 1 | -1 | -1 | -1 | 1 | 1 | 1 | 1 | -1 | -1 | -2 | 1 | 1 | 1 | 1 | 1 | -2 | 1 | -1 | -1 | 1 | 1 | -1 | -1 | 1 | 1 | 2 | 0 | 1 | -2 | 1 | 1 | -1 | -1 | 1 | 1 | 1 | 1 | 0 | 0 | 0 | 0 | 0 | 0 | 0 | 0 | 1 | -1 | -2 | 1 | -2 | 1 | -2 | -2 | 1 | 1 | 1 | 1 | 2 | 2 | 1 | 1 | 0 | 1 | 0 | 1 | 1 | 1 | 1 | 1 | 1 | 1 | 1 | 1 | 1 | 1 | 0 | -1 | 1 | 1 | 1 | -2 | -2 |  | 1
Noodoe |  |  | EPRI | NETWORK | NA | 2024-07-01 | 2024-07-01 | Network Software |  |  | OCPP Full certificate for software version v1.0.2 | -2 | -2 | -2 | -2 | -2 | -2 | -2 | -2 | -2 | -2 | -2 | -2 | -2 | -2 | -2 | -2 | -2 | -2 | -2 | -2 | -2 | -2 | -2 | -2 | -2 | -2 | -2 | -2 | -2 | -2 | -2 | -2 | -2 | -2 | -2 | -2 | -2 | -2 | -2 | -2 | -2 | -2 | -2 | -2 | 1 | 1 | 1 | 1 | -2 | 1 | 1 | -1 | 1 | 1 | 1 | 1 | 1 | 1 | 2 | 0 | -2 | -2 | 1 | 1 | -1 | -1 | 1 | 1 | -2 | 1 | 0 | 0 | 0 | 0 | 0 | 0 | 0 | 0 | -2 | -2 | -2 | -2 | -2 | -2 | -2 | -2 | -2 | 1 | 1 | 1 | -2 | -2 | 1 | -2 | -2 | 1 | 0 | 1 | -2 | 1 | 1 | 1 | 1 | 1 | 1 | 1 | 1 | 1 | 0 | -2 | -2 | 1 | 1 | -1 | -1 |  | 1
Noodoe | AC007LISXX25240WUS1 (AC7L) |  | SCE | AC | 7 | 2025-07-23 | 2024-07-01 | Network Capable | NA | Single Port | Single Port, Standalone network capability | 2 | -2 | -2 | 1 | 0 | 0 | -2 | -2 | -2 | -2 | -2 | -2 | 1 | -2 | -2 | 0 | 0 | 0 | -1 | 2 | 1 | 0 | -2 | 1 | 1 | 1 | 1 | 0 | 0 | 0 | 0 | 0 | 0 | -1 | -1 | -1 | 1 | 1 | 1 | 0 | -1 | -1 | -2 | 0 | -2 | -2 | -2 | -2 | -2 | -2 | -2 | -2 | -2 | -2 | -2 | -2 | -2 | -2 | -2 | -2 | 0 | -2 | 0 | -2 | -2 | 0 | -2 | 0 | -1 | -1 | 0 | 0 | 0 | -2 | -2 | -2 | 0 | 0 | 1 | 0 | -2 | 0 | -2 | 0 | -2 | -2 | 0 | 0 | 0 | 0 | 2 | 0 | 0 | 0 | 0 | 0 | 0 | -2 | 0 | 0 | 0 | 0 | 0 | -2 | 0 | -2 | -2 | -2 | 0 | 1 | 1 | 1 | 1 | -2 | -2 |  | -2
Noodoe | AC007LISXX25240WUS2 (AC7LC) |  | SCE | AC | 7 | 2025-07-23 | 2024-07-01 | Network Capable | NA | Single Port | Single Port, Standalone network capability | 2 | -2 | -2 | 1 | 0 | 0 | -2 | -2 | -2 | -2 | -2 | -2 | 1 | -2 | -2 | 0 | 0 | 0 | -1 | 2 | 1 | 0 | -2 | 1 | 1 | 1 | 1 | 0 | 0 | 0 | 0 | 0 | 0 | -1 | -1 | -1 | 1 | 1 | 1 | 0 | -1 | -1 | -2 | 0 | -2 | -2 | -2 | -2 | -2 | -2 | -2 | -2 | -2 | -2 | -2 | -2 | -2 | -2 | -2 | -2 | 0 | -2 | 0 | -2 | -2 | 0 | -2 | 0 | -1 | -1 | 0 | 0 | 0 | -2 | -2 | -2 | 0 | 0 | -1 | 0 | -2 | 0 | -2 | 0 | -2 | -2 | 0 | 0 | 0 | 0 | 2 | 0 | 0 | 0 | 0 | 0 | 0 | -2 | 0 | 0 | 0 | 0 | 0 | -2 | 0 | -2 | -2 | -2 | 0 | 1 | 1 | 1 | 1 | -2 | -2 |  | -2
Noodoe | AC19L |  | SCE | AC | 19 | 2025-12-02 | 2024-07-01 | Network Capable | NA | Single Port | Single Port, Standalone network capability | 2 | -2 | -2 | 1 | 0 | 0 | -2 | -2 | -2 | -2 | -2 | -2 | 1 | -2 | -2 | 0 | 0 | 0 | -1 | 2 | 1 | 0 | -2 | 1 | 1 | 1 | 1 | 0 | 0 | 0 | 0 | 0 | 0 | -1 | -1 | -1 | 1 | 1 | 1 | 0 | -1 | -1 | -2 | 0 | -2 | -2 | -2 | -2 | -2 | -2 | -2 | -2 | -2 | -2 | -2 | -2 | -2 | -2 | -2 | -2 | 0 | -2 | 0 | -2 | -2 | 0 | -2 | 0 | -1 | -1 | 0 | 0 | 0 | -2 | -2 | -2 | 0 | 0 | -1 | 0 | -2 | 0 | -2 | 0 | -2 | -2 | 0 | 0 | 0 | 0 | 2 | 0 | 0 | 0 | 0 | 0 | 0 | -2 | 0 | 0 | 0 | 0 | 0 | -2 | 0 | -2 | -2 | -2 | 0 | -1 | 1 | 1 | 1 | -2 | -2 |  | -2
Noodoe | AC19L Exceed |  | SCE | AC | 19 | 2025-12-02 | 2024-07-01 | Network Capable | NA | Single Port | Single Port, Standalone network capability | 2 | -2 | -2 | 1 | 0 | 0 | -2 | -2 | -2 | -2 | -2 | -2 | 1 | -2 | -2 | 0 | 0 | 0 | -1 | 2 | 1 | 0 | -2 | 1 | 1 | 1 | 1 | 0 | 0 | 0 | 0 | 0 | 0 | -1 | -1 | -1 | 1 | 1 | 1 | 0 | -1 | -1 | -2 | 0 | -2 | -2 | -2 | -2 | -2 | -2 | -2 | -2 | -2 | -2 | -2 | -2 | -2 | -2 | -2 | -2 | 0 | -2 | 0 | -2 | -2 | 0 | -2 | 0 | -1 | -1 | 0 | 0 | 0 | -2 | -2 | -2 | 0 | 0 | 1 | 0 | -2 | 0 | -2 | 0 | -2 | -2 | 0 | 0 | 0 | 0 | 2 | 0 | 0 | 0 | 0 | 0 | 0 | -2 | 0 | 0 | 0 | 0 | 0 | -2 | 0 | -2 | -2 | -2 | 0 | -1 | 1 | 1 | 1 | -2 | -2 |  | -2
Noodoe | DC060PHCSX13480SUS1 |  | SCE | DC | 60 | 2024-07-01 | 2024-07-01 | Network Capable | NA | 1x CCS1 connector 1x CHAdeMO connector | 1x CCS1 connector 1x CHAdeMO connector | -2 | 2 | -2 | -2 | -2 | -2 | 1 | 1 | 0 | 0 | -2 | -2 | -2 | 1 | -2 | 0 | 0 | 0 | -1 | -1 | 1 | -2 | 0 | 1 | 1 | 1 | 1 | 0 | 0 | 0 | 0 | 1 | 0 | -1 | -1 | -1 | 1 | 1 | 1 | 0 | -1 | -1 | -2 | 0 | -2 | -2 | -2 | -2 | -2 | -2 | -2 | -2 | -2 | -2 | -2 | -2 | -2 | -2 | -2 | -2 | -2 | 0 | 0 | -2 | -2 | 0 | -2 | 0 | -1 | 1 | 0 | 0 | 0 | -2 | -2 | -2 | 0 | 0 | -2 | 0 | -2 | -2 | 0 | -2 | 0 | 0 | 0 | 0 | 0 | 0 | 2 | -2 | 0 | 0 | 0 | 0 | 0 | -2 | 0 | 0 | 0 | 0 | 0 | -2 | 0 | -2 | -2 | -2 | 0 | -2 | -2 | 1 | 1 | -2 | -2 |  | 1
Noodoe | DC060PHSSX13480SUS1 |  | SCE | DC | 60 | 2024-07-01 | 2024-07-01 | Network Capable | NA | 2x CCS1 connector | 2x CCS1 connector | -2 | 2 | -2 | -2 | -2 | -2 | 1 | 0 | 0 | 0 | -2 | -2 | -2 | 1 | -2 | 0 | 0 | 0 | -1 | -1 | 1 | -2 | 0 | 1 | 1 | 1 | 1 | 0 | 0 | 0 | 0 | 1 | 0 | -1 | -1 | -1 | 1 | 1 | 1 | 0 | -1 | -1 | -2 | 0 | -2 | -2 | -2 | -2 | -2 | -2 | -2 | -2 | -2 | -2 | -2 | -2 | -2 | -2 | -2 | -2 | -2 | 0 | 0 | -2 | -2 | 0 | -2 | 0 | -1 | 1 | 0 | 0 | 0 | -2 | -2 | -2 | 0 | 0 | -2 | 0 | -2 | -2 | 0 | -2 | 0 | 0 | 0 | 0 | 0 | 0 | 2 | -2 | 0 | 0 | 0 | 0 | 0 | -2 | 0 | 0 | 0 | 0 | 0 | -2 | 0 | -2 | -2 | -2 | 0 | -2 | -2 | 1 | 1 | -2 | -2 |  | 1
Noodoe | DC090PHCSX13480SUS1 |  | SCE | DC | 90 | 2024-07-01 | 2024-07-01 | Network Capable | NA | 1x CCS1 connector 1x CHAdeMO connector | 1x CCS1 connector 1x CHAdeMO connector | -2 | 2 | -2 | -2 | -2 | -2 | 1 | 1 | 0 | 0 | -2 | -2 | -2 | 1 | -2 | 0 | 0 | 0 | -1 | -1 | 1 | -2 | 0 | 1 | 1 | 1 | 1 | 0 | 0 | 0 | 0 | 1 | 0 | -1 | -1 | -1 | 1 | 1 | 1 | 0 | -1 | -1 | -2 | 0 | -2 | -2 | -2 | -2 | -2 | -2 | -2 | -2 | -2 | -2 | -2 | -2 | -2 | -2 | -2 | -2 | -2 | 0 | 0 | -2 | -2 | 0 | -2 | 0 | -1 | 1 | 0 | 0 | 0 | -2 | -2 | -2 | 0 | 0 | -2 | 0 | -2 | -2 | 0 | -2 | 0 | 0 | 0 | 0 | 0 | 0 | 2 | -2 | 0 | 0 | 0 | 0 | 0 | -2 | 0 | 0 | 0 | 0 | 0 | -2 | 0 | -2 | -2 | -2 | 0 | -2 | -2 | 1 | 1 | -2 | -2 |  | 1
Noodoe | DC090PHSSX13480SUS1 |  | SCE | DC | 90 | 2024-07-01 | 2024-07-01 | Network Capable | NA | 2x CCS1 connector | 2x CCS1 connector | -2 | 2 | -2 | -2 | -2 | -2 | 1 | 0 | 0 | 0 | -2 | -2 | -2 | 1 | -2 | 0 | 0 | 0 | -1 | -1 | 1 | -2 | 0 | 1 | 1 | 1 | 1 | 0 | 0 | 0 | 0 | 1 | 0 | -1 | -1 | -1 | 1 | 1 | 1 | 0 | -1 | -1 | -2 | 0 | -2 | -2 | -2 | -2 | -2 | -2 | -2 | -2 | -2 | -2 | -2 | -2 | -2 | -2 | -2 | -2 | -2 | 0 | 0 | -2 | -2 | 0 | -2 | 0 | -1 | 1 | 0 | 0 | 0 | -2 | -2 | -2 | 0 | 0 | -2 | 0 | -2 | -2 | 0 | -2 | 0 | 0 | 0 | 0 | 0 | 0 | 2 | -2 | 0 | 0 | 0 | 0 | 0 | -2 | 0 | 0 | 0 | 0 | 0 | -2 | 0 | -2 | -2 | -2 | 0 | -2 | -2 | 1 | 1 | -2 | -2 |  | 1
Noodoe | DC120PHCSX13480SUS1 |  | SCE | DC | 120 | 2024-07-01 | 2024-07-01 | Network Capable | NA | 1x CCS1 connector 1x CHAdeMO connector | 1x CCS1 connector 1x CHAdeMO connector | -2 | 2 | -2 | -2 | -2 | -2 | 1 | 1 | 0 | 0 | -2 | -2 | -2 | 1 | -2 | 0 | 0 | 0 | -1 | -1 | 1 | -2 | 0 | 1 | 1 | 1 | 1 | 0 | 0 | 0 | 0 | 1 | 0 | -1 | -1 | -1 | 1 | 1 | 1 | 0 | -1 | -1 | -2 | 0 | -2 | -2 | -2 | -2 | -2 | -2 | -2 | -2 | -2 | -2 | -2 | -2 | -2 | -2 | -2 | -2 | -2 | 0 | 0 | -2 | -2 | 0 | -2 | 0 | -1 | 1 | 0 | 0 | 0 | -2 | -2 | -2 | 0 | 0 | -2 | 0 | -2 | -2 | 0 | -2 | 0 | 0 | 0 | 0 | 0 | 0 | 2 | -2 | 0 | 0 | 0 | 0 | 0 | -2 | 0 | 0 | 0 | 0 | 0 | -2 | 0 | -2 | -2 | -2 | 0 | -2 | -2 | 1 | 1 | -2 | -2 |  | 1
Noodoe | DC120PHSSX13480SUS1 |  | SCE | DC | 120 | 2024-07-01 | 2024-07-01 | Network Capable | NA | 2x CCS1 connector | 2x CCS1 connector | -2 | 2 | -2 | -2 | -2 | -2 | 1 | 0 | 0 | 0 | -2 | -2 | -2 | 1 | -2 | 0 | 0 | 0 | -1 | -1 | 1 | -2 | 0 | 1 | 1 | 1 | 1 | 0 | 0 | 0 | 0 | 1 | 0 | -1 | -1 | -1 | 1 | 1 | 1 | 0 | -1 | -1 | -2 | 0 | -2 | -2 | -2 | -2 | -2 | -2 | -2 | -2 | -2 | -2 | -2 | -2 | -2 | -2 | -2 | -2 | -2 | 0 | 0 | -2 | -2 | 0 | -2 | 0 | -1 | 1 | 0 | 0 | 0 | -2 | -2 | -2 | 0 | 0 | -2 | 0 | -2 | -2 | 0 | -2 | 0 | 0 | 0 | 0 | 0 | 0 | 2 | -2 | 0 | 0 | 0 | 0 | 0 | -2 | 0 | 0 | 0 | 0 | 0 | -2 | 0 | -2 | -2 | -2 | 0 | -2 | -2 | 1 | 1 | -2 | -2 |  | 1
Noodoe | DC150PHCSX13480SUS1 |  | SCE | DC | 150 | 2024-07-01 | 2024-07-01 | Network Capable | NA | 1x CCS1 connector 1x CHAdeMO connector | 1x CCS1 connector 1x CHAdeMO connector | -2 | 2 | -2 | -2 | -2 | -2 | 1 | 1 | 0 | 0 | -2 | -2 | -2 | 1 | -2 | 0 | 0 | 0 | -1 | -1 | 1 | -2 | 0 | 1 | 1 | 1 | 1 | 0 | 0 | 0 | 0 | 1 | 0 | -1 | -1 | -1 | 1 | 1 | 1 | 0 | -1 | -1 | -2 | 0 | -2 | -2 | -2 | -2 | -2 | -2 | -2 | -2 | -2 | -2 | -2 | -2 | -2 | -2 | -2 | -2 | -2 | 0 | 0 | -2 | -2 | 0 | -2 | 0 | -1 | 1 | 0 | 0 | 0 | -2 | -2 | -2 | 0 | 0 | -2 | 0 | -2 | -2 | 0 | -2 | 0 | 0 | 0 | 0 | 0 | 0 | 2 | -2 | 0 | 0 | 0 | 0 | 0 | -2 | 0 | 0 | 0 | 0 | 0 | -2 | 0 | -2 | -2 | -2 | 0 | -2 | -2 | 1 | 1 | -2 | -2 |  | 1
Noodoe | DC150PHSSX13480SUS1 |  | SCE | DC | 150 | 2024-07-01 | 2024-07-01 | Network Capable | NA | 2x CCS1 connector | 2x CCS1 connector | -2 | 2 | -2 | -2 | -2 | -2 | 1 | 0 | 0 | 0 | -2 | -2 | -2 | 1 | -2 | 0 | 0 | 0 | -1 | -1 | 1 | -2 | 0 | 1 | 1 | 1 | 1 | 0 | 0 | 0 | 0 | 1 | 0 | -1 | -1 | -1 | 1 | 1 | 1 | 0 | -1 | -1 | -2 | 0 | -2 | -2 | -2 | -2 | -2 | -2 | -2 | -2 | -2 | -2 | -2 | -2 | -2 | -2 | -2 | -2 | -2 | 0 | 0 | -2 | -2 | 0 | -2 | 0 | -1 | 1 | 0 | 0 | 0 | -2 | -2 | -2 | 0 | 0 | -2 | 0 | -2 | -2 | 0 | -2 | 0 | 0 | 0 | 0 | 0 | 0 | 2 | -2 | 0 | 0 | 0 | 0 | 0 | -2 | 0 | 0 | 0 | 0 | 0 | -2 | 0 | -2 | -2 | -2 | 0 | -2 | -2 | 1 | 1 | -2 | -2 |  | 1
Noodoe | DC180PHCSX13480SUS1 |  | SCE | DC | 180 | 2024-07-01 | 2024-07-01 | Network Capable | NA | 1x CCS1 connector 1x CHAdeMO connector | 1x CCS1 connector 1x CHAdeMO connector | -2 | 2 | -2 | -2 | -2 | -2 | 1 | 1 | 0 | 0 | -2 | -2 | -2 | 1 | -2 | 0 | 0 | 0 | -1 | -1 | 1 | -2 | 0 | 1 | 1 | 1 | 1 | 0 | 0 | 0 | 0 | 1 | 0 | -1 | -1 | -1 | 1 | 1 | 1 | 0 | -1 | -1 | -2 | 0 | -2 | -2 | -2 | -2 | -2 | -2 | -2 | -2 | -2 | -2 | -2 | -2 | -2 | -2 | -2 | -2 | -2 | 0 | 0 | -2 | -2 | 0 | -2 | 0 | -1 | 1 | 0 | 0 | 0 | -2 | -2 | -2 | 0 | 0 | -2 | 0 | -2 | -2 | 0 | -2 | 0 | 0 | 0 | 0 | 0 | 0 | 2 | -2 | 0 | 0 | 0 | 0 | 0 | -2 | 0 | 0 | 0 | 0 | 0 | -2 | 0 | -2 | -2 | -2 | 0 | -2 | -2 | 1 | 1 | -2 | -2 |  | 1
Noodoe | DC180PHSSX13480SUS1 |  | SCE | DC | 180 | 2024-07-01 | 2024-07-01 | Network Capable | NA | 2x CCS1 connector | 2x CCS1 connector | -2 | 2 | -2 | -2 | -2 | -2 | 1 | 0 | 0 | 0 | -2 | -2 | -2 | 1 | -2 | 0 | 0 | 0 | -1 | -1 | 1 | -2 | 0 | 1 | 1 | 1 | 1 | 0 | 0 | 0 | 0 | 1 | 0 | -1 | -1 | -1 | 1 | 1 | 1 | 0 | -1 | -1 | -2 | 0 | -2 | -2 | -2 | -2 | -2 | -2 | -2 | -2 | -2 | -2 | -2 | -2 | -2 | -2 | -2 | -2 | -2 | 0 | 0 | -2 | -2 | 0 | -2 | 0 | -1 | 1 | 0 | 0 | 0 | -2 | -2 | -2 | 0 | 0 | -2 | 0 | -2 | -2 | 0 | -2 | 0 | 0 | 0 | 0 | 0 | 0 | 2 | -2 | 0 | 0 | 0 | 0 | 0 | -2 | 0 | 0 | 0 | 0 | 0 | -2 | 0 | -2 | -2 | -2 | 0 | -2 | -2 | 1 | 1 | -2 | -2 |  | 1
Noodoe | W1000 |  | SCE | AC | 7.2 | 2025-07-23 | 2024-07-01 | Network Capable | NA | Single Port | Single Port, Standalone network capability | 2 | -2 | -2 | 1 | 0 | 0 | -2 | -2 | -2 | -2 | -2 | -2 | 1 | -2 | -2 | 0 | 0 | 0 | -1 | -1 | 1 | 0 | -2 | 1 | 1 | 1 | 1 | 0 | 0 | 0 | 0 | 0 | 0 | -1 | -1 | -1 | 1 | 1 | 1 | 0 | -1 | -1 | -2 | 0 | -2 | -2 | -2 | -2 | -2 | -2 | -2 | -2 | -2 | -2 | -2 | -2 | -2 | -2 | -2 | -2 | 0 | -2 | 0 | -2 | -2 | 0 | -2 | 0 | -1 | -1 | 0 | 0 | 0 | -2 | -2 | -2 | 0 | 0 | -1 | 0 | -2 | 0 | -2 | 0 | -2 | -2 | 0 | 0 | 0 | 0 | 2 | 0 | 0 | 0 | 0 | 0 | 0 | -2 | 0 | 0 | 0 | 0 | 0 | -2 | 0 | -2 | -2 | -2 | 0 | 1 | 1 | 1 | 1 | -2 | -2 |  | -2
NorthCharge US LLC. | ADC002C190NACS90 | CORE 180 | EPRI | DC | 180 | 2025-09-05 | 2025-06-26 | Network Capable |  | Dual port. | Dual port. | -2 | 2 | -2 | -2 | -2 | -2 | 1 | -1 | 1 | -1 | -2 | -2 | -2 | -1 | -2 | 2 | -2 | 2 | -1 | -1 | 1 | -2 | 1 | 1 | 1 | 1 | 1 | 1 | 1 | -1 | -1 | 1 | 1 | -1 | -1 | -1 | 1 | 1 | -1 | 1 | -1 | -1 | -2 | 1 | -2 | -2 | -2 | -2 | -2 | -2 | -2 | -2 | -2 | -2 | -2 | -2 | -2 | -2 | -2 | -2 | -2 | 1 | -2 | -2 | -2 | 1 | -2 | -2 | -2 | 1 | 1 | 1 | 1 | -2 | -2 | -2 | -1 | -2 | -2 | -1 | -1 | -2 | -1 | -2 | -1 | -1 | -1 | -1 | -1 | -1 | 2 | -2 | -1 | 1 | -1 | 1 | -1 | -1 | -1 | -1 | -1 | -1 | -1 | -2 | -1 | -1 | -1 | -1 | -1 | -2 | -2 | 0 | -2 | -2 | -2 |  | -2
NovaCHARGE |  |  | Eversource CT | NETWORK | NA | 2025-12-08 | 2025-12-08 | Network Software | NovaCHARGE |  |  | -2 | -2 | -2 | -2 | -2 | -2 | -2 | -2 | -2 | -2 | -2 | -2 | -2 | -2 | -2 | -2 | -2 | -2 | -2 | -2 | -2 | -2 | -2 | -2 | -2 | -2 | -2 | -2 | -2 | -2 | -2 | -2 | -2 | -2 | -2 | -2 | -2 | -2 | -2 | -2 | -2 | -2 | -2 | -2 | 0 | 0 | 0 | 0 | 0 | 0 | 0 | 0 | 0 | 0 | 0 | 0 | 0 | 0 | 0 | 0 | -2 | -2 | 0 | 0 | 0 | 0 | 0 | 0 | -2 | 0 | -2 | 0 | 0 | 0 | 0 | 0 | 0 | 0 | -2 | -2 | -2 | -2 | -2 | -2 | -2 | -2 | 0 | 0 | 0 | 0 | -2 | -2 | 0 | -2 | -2 | 0 | 0 | 0 | -2 | 0 | 0 | 0 | 0 | 0 | 0 | 0 | 0 | 0 | 0 | -2 | -2 | -2 | -2 | 0 | 0 |  | 1
NovaCHARGE | NC7000 | NC7000 | Eversource CT | AC | 7.7 | 2025-12-08 | 2025-12-08 | Network Capable |  |  |  | 2 | -2 | -2 | 0 | 0 | 0 | -2 | -2 | -2 | -2 | -2 | -2 | 0 | -2 | -2 | 0 | 0 | 0 | -1 | -1 | 0 | 0 | -2 | 0 | 0 | 0 | 0 | 0 | 0 | 0 | 0 | 0 | 0 | 0 | 0 | 0 | 0 | 0 | 0 | 0 | 0 | 0 | -2 | 0 | -2 | -2 | -2 | -2 | -2 | -2 | -2 | -2 | -2 | -2 | -2 | -2 | -2 | -2 | -2 | -2 | 0 | -2 | -2 | -2 | -2 | 0 | -2 | -2 | -2 | 0 | 0 | 0 | 0 | -2 | -2 | -2 | 0 | -2 | 0 | 0 | 0 | 0 | -2 | 0 | -2 | -2 | 0 | 0 | 0 | 0 | 0 | 0 | 0 | 0 | 0 | 0 | 0 | 0 | 0 | 0 | 0 | 0 | 0 | -2 | 0 | 0 | 0 | 0 | 0 | -2 | 0 | -2 | -2 | -2 | -2 |  | 1
NovaCHARGE | NC8000 | NC8000 | Eversource CT | AC | 19.2 | 2025-12-08 | 2025-12-08 | Network Capable |  |  |  | 2 | -2 | -2 | 0 | 0 | 0 | -2 | -2 | -2 | -2 | -2 | -2 | 0 | -2 | -2 | 0 | 0 | 0 | -1 | -1 | 0 | 0 | -2 | 0 | 0 | 0 | 0 | 0 | 0 | 0 | 0 | 0 | 0 | 0 | 0 | 0 | 0 | 0 | 0 | 0 | 0 | 0 | -2 | 0 | -2 | -2 | -2 | -2 | -2 | -2 | -2 | -2 | -2 | -2 | -2 | -2 | -2 | -2 | -2 | -2 | 0 | -2 | -2 | -2 | -2 | 0 | -2 | -2 | -2 | 0 | 0 | 0 | 0 | -2 | -2 | -2 | 0 | -2 | 0 | 0 | 0 | 0 | -2 | 0 | -2 | -2 | 0 | 0 | 0 | 0 | 0 | 0 | 0 | 0 | 0 | 0 | 0 | 0 | 0 | 0 | 0 | 0 | 0 | -2 | 0 | 0 | 0 | 0 | 0 | -2 | 0 | -2 | -2 | -2 | -2 | 1 | 1
Numocity Technologies Private Limited |  |  | EPRI | NETWORK | NA | 2025-02-04 | 2025-02-04 | Network Software | Numocity |  |  | -2 | -2 | -2 | -2 | -2 | -2 | -2 | -2 | -2 | -2 | -2 | -2 | -2 | -2 | -2 | -2 | -2 | -2 | -2 | -2 | -2 | -2 | -2 | -2 | -2 | -2 | -2 | -2 | -2 | -2 | -2 | -2 | -2 | -2 | -2 | -2 | -2 | -2 | -2 | -2 | -2 | -2 | -2 | -2 | 1 | -1 | -1 | 1 | -1 | 1 | -1 | 1 | 1 | 1 | -1 | -1 | 1 | 1 | -1 | 1 | -2 | -2 | -1 | -1 | -1 | -1 | -1 | -1 | -2 | -1 | -2 | -1 | -1 | -1 | -1 | -1 | -1 | -1 | -2 | -2 | -2 | -2 | -2 | -2 | -2 | -2 | -1 | 1 | -1 | -1 | -2 | -2 | -1 | -2 | -2 | -1 | -1 | 1 | -2 | -1 | -1 | -1 | -1 | 1 | -1 | 1 | 1 | 1 | 1 | -2 | -2 | -2 | -2 | 0 | -1 |  | -2
Nuvve | DC RES-HD125-V2G (RES-HD125-V2G) | DC Rapid HD Charging Station 125kW | SCE/PGE | DC V2G | 125 | 2025-11-14 | 2022-08-10 | Network Capable | NA |  | Power Cabinet, Rhombus: RES-DCVC125-480-V2G (RES-HD125-V2G), Firmware 603/0A16, Checksum A6AB Approved dispensers are RES-D2-CS20-V2G (RES-HD125-V2G), 1x CCS1 connector | -2 | 2 | -2 | -2 | -2 | -2 | 1 | 1 | 1 | 0 | -2 | -2 | -2 | 1 | -2 | 2 | -2 | 0 | -1 | -1 | 1 | -2 | 1 | 1 | 1 | 1 | 1 | 0 | 0 | 0 | 0 | 1 | 0 | -1 | -1 | -1 | 1 | 1 | 1 | 0 | -1 | -1 | -2 | 0 | -2 | -2 | -2 | -2 | -2 | -2 | -2 | -2 | -2 | -2 | -2 | -2 | -2 | -2 | -2 | -2 | -2 | 0 | 0 | -2 | -2 | 0 | -2 | 0 | -1 | 1 | 0 | 0 | 0 | -2 | -2 | -2 | 0 | 0 | -2 | 0 | -2 | -2 | 0 | -2 | 0 | 0 | 0 | 0 | 0 | 0 | 2 | -2 | 0 | 1 | 0 | 0 | 0 | -2 | 0 | 0 | 0 | 0 | 0 | -2 | 0 | -2 | -2 | -2 | 0 | -2 | -2 | 1 | -1 | -2 | -2 |  | 1
Nuvve | DC RES-HD60-V2G (RES-HD60-V2G) | DC Rapid HD Charging Station 60kW | SCE/PGE | DC V2G | 60 | 2025-11-14 | 2022-08-10 | Network Capable | NA |  | Power Cabinet, Rhombus: RES-DCVC60-480-V2G (RES-HD60-V2G), Firmware 603/0A16, Checksum 0A16 Approved dispensers are RES-D2-CS20-V2G (RES-HD125-V2G), 1x CCS1 connector | -2 | 2 | -2 | -2 | -2 | -2 | 1 | 1 | 1 | 0 | -2 | -2 | -2 | 1 | -2 | 2 | -2 | 0 | -1 | -1 | 1 | -2 | 1 | 1 | 1 | 1 | 1 | 0 | 0 | 0 | 0 | 1 | 0 | -1 | -1 | -1 | 1 | 1 | 1 | 0 | -1 | -1 | -2 | 0 | -2 | -2 | -2 | -2 | -2 | -2 | -2 | -2 | -2 | -2 | -2 | -2 | -2 | -2 | -2 | -2 | -2 | 0 | 0 | -2 | -2 | 0 | -2 | 0 | -1 | 1 | 0 | 0 | 0 | -2 | -2 | -2 | 0 | 0 | -2 | 0 | -2 | -2 | 0 | -2 | 0 | 0 | 0 | 0 | 0 | 0 | 2 | -2 | 0 | 1 | 0 | 0 | 0 | -2 | 0 | 0 | 0 | 0 | 0 | -2 | 0 | -2 | -2 | -2 | 0 | -2 | -2 | 1 | -1 | -2 | -2 |  | 1
Nuvve | EVSE-B-P1-H1 | EVSE PowerPort Neo 19kW L2 (1 phase, J1772) | SCE | AC | 19.2 | 2025-11-14 | 2024-07-01 | Network Capable | NA | Single Port | Single Port, Standalone network capability | 2 | -2 | -2 | 1 | 0 | 0 | -2 | -2 | -2 | -2 | -2 | -2 | 1 | -2 | -2 | 0 | 0 | 0 | -1 | -1 | 1 | 0 | -2 | 1 | 1 | 1 | 1 | 0 | 0 | 0 | 0 | 0 | 0 | -1 | -1 | -1 | 1 | 1 | 1 | 0 | -1 | -1 | -2 | 0 | -2 | -2 | -2 | -2 | -2 | -2 | -2 | -2 | -2 | -2 | -2 | -2 | -2 | -2 | -2 | -2 | 0 | -2 | 0 | -2 | -2 | 0 | -2 | 0 | -1 | 1 | 0 | 0 | 0 | -2 | -2 | -2 | 0 | 0 | -1 | 0 | -2 | 0 | -2 | 0 | -2 | -2 | 0 | 0 | 0 | 0 | 2 | 0 | 0 | 1 | 0 | 0 | 0 | -2 | 0 | 0 | 0 | 0 | 0 | -2 | 0 | -2 | -2 | -2 | 0 | -1 | 1 | 1 | -1 | -2 | -2 |  | 1
Nuvve | JT-30DC-V1G, JT-30DC-V1G-BA | EVSE Nuvve DC 30kW Smart Charging Station (CCS1, uni-directional, wall-mount) | EPRI | DC | 30 | 2025-11-14 | 2024-08-01 | Network Capable |  | Single Port | Single port. | -2 | 2 | -2 | -2 | -2 | -2 | 1 | -1 | -1 | -1 | -2 | -2 | -2 | 1 | -2 | 2 | -2 | -1 | -1 | -1 | 1 | -2 | 1 | 1 | 1 | 1 | 1 | 1 | 1 | 1 | 1 | 1 | 1 | -1 | -1 | -1 | 1 | 1 | 1 | -1 | -1 | -1 | -2 | -1 | -2 | -2 | -2 | -2 | -2 | -2 | -2 | -2 | -2 | -2 | -2 | -2 | -2 | -2 | -2 | -2 | -2 | -1 | -2 | -2 | -2 | -1 | -2 | -2 | -2 | 1 | -1 | -1 | -1 | -2 | -2 | -2 | -2 | -2 | -2 | -1 | -1 | -2 | -1 | -2 | -1 | -1 | -1 | -1 | -1 | -1 | 2 | -2 | -1 | -1 | -1 | -1 | -1 | -2 | -1 | -1 | -1 | -1 | -1 | -2 | -1 | -2 | -2 | -2 | -1 | -2 | -2 | 1 | -1 | -2 | -2 |  | -2
Nuvve | TP-120DC-V1G-H1-C, TP-120DC-V1G-H1-N, TP-120DC-V1G-H2-CC, TP-120DC-V1G-H2-NN, TP-120DC-V1G-H2-NC, TP-120DC-V1G-H1-C-BA, TP-120DC-V1G-H1-N-BA, TP-120DC-V1G-H2-CC-BA, TP-120DC-V1G-H2-NN-BA, TP-120DC-V1G-H2-NC-BA | EVSE Nuvve DCFC 120kW Smart Charging Station (Single or Dual Port, CCS1 or NACS, Power Sharing, non-BABA or BABA) | EPRI | DC | 120 | 2025-11-14 | 2025-01-09 | Network Capable | NA | Dual port. | Dual port. Can be configured with: 2x CCS, 2x NACS, 2x CHAdeMO, 1x CCS + 1x NACS, 1x CCS + 1x CHAdeMO | -2 | 2 | -2 | -2 | -2 | -2 | 1 | 1 | 1 | 0 | -2 | -2 | -2 | 1 | -2 | 2 | -2 | 2 | -1 | -1 | 1 | -2 | 1 | 1 | 1 | 1 | 1 | 0 | 0 | 0 | 0 | 1 | 1 | -1 | -1 | -1 | 1 | 1 | 1 | 1 | -1 | -1 | -2 | 1 | -2 | -2 | -2 | -2 | -2 | -2 | -2 | -2 | -2 | -2 | -2 | -2 | -2 | -2 | -2 | -2 | -2 | 1 | 1 | -2 | -2 | 1 | -2 | 1 | 1 | 1 | 0 | 0 | 0 | -2 | -2 | -2 | 0 | 0 | -2 | 1 | 1 | -2 | 1 | -2 | 0 | 0 | 0 | 0 | 0 | 0 | 2 | -2 | 0 | 0 | 0 | 0 | 0 | -2 | 0 | 0 | 0 | 0 | 0 | -2 | 0 | -2 | -2 | -2 | 0 | -2 | -2 | 1 | -1 | -2 | -2 |  | -2
Nuvve | TP-160DC-V1G-H1-C, TP-160DC-V1G-H1-N, TP-160DC-V1G-H2-CC, TP-160DC-V1G-H2-NN, TP-160DC-V1G-H2-NC, TP-160DC-V1G-H1-C-BA, TP-160DC-V1G-H1-N-BA, TP-160DC-V1G-H2-CC-BA, TP-160DC-V1G-H2-NN-BA, TP-160DC-V1G-H2-NC-BA | EVSE Nuvve DCFC 160kW Smart Charging Station (Single or Dual Port, CCS1 or NACS, Power Sharing, non-BABA or BABA) | EPRI | DC | 160 | 2025-11-14 | 2025-01-09 | Network Capable | NA | Dual port. | Dual port. Can be configured with: 2x CCS, 2x NACS, 2x CHAdeMO, 1x CCS + 1x NACS, 1x CCS + 1x CHAdeMO | -2 | 2 | -2 | -2 | -2 | -2 | 1 | 1 | 1 | 0 | -2 | -2 | -2 | 1 | -2 | 2 | -2 | -1 | -1 | -1 | 1 | -2 | 1 | 1 | 1 | 1 | 1 | 1 | 1 | 1 | 1 | 1 | 1 | -1 | 2 | 2 | 1 | 1 | 1 | 1 | -1 | -1 | -2 | 1 | -2 | -2 | -2 | -2 | -2 | -2 | -2 | -2 | -2 | -2 | -2 | -2 | -2 | -2 | -2 | -2 | -2 | 1 | 1 | -2 | -2 | 1 | -2 | 1 | 1 | 1 | 1 | 1 | 1 | -2 | -2 | -2 | 1 | 1 | -2 | 1 | 1 | -2 | 1 | -2 | 1 | 1 | 1 | 1 | 1 | 1 | 2 | -2 | 1 | 1 | 1 | 1 | 1 | -2 | 1 | 1 | 1 | 1 | 1 | -2 | 1 | -2 | -2 | -2 | 1 | -2 | -2 | 1 | -1 | -2 | -2 |  | -2
Nuvve | TP-180DC-V1G-H1-C, TP-180DC-V1G-H1-N, TP-180DC-V1G-H2-CC, TP-180DC-V1G-H2-NN, TP-180DC-V1G-H2-NC, TP-180DC-V1G-H1-C-BA, TP-180DC-V1G-H1-N-BA, TP-180DC-V1G-H2-CC-BA, TP-180DC-V1G-H2-NN-BA, TP-180DC-V1G-H2-NC-BA | EVSE Nuvve DCFC 180kW Smart Charging Station (Single or Dual Port, CCS1 or NACS, Power Sharing, non-BABA or BABA) | EPRI | DC | 180 | 2025-11-14 | 2025-01-09 | Network Capable | NA | Dual port. | Dual port. Can be configured with: 2x CCS, 2x NACS, 2x CHAdeMO, 1x CCS + 1x NACS, 1x CCS + 1x CHAdeMO | -2 | 2 | -2 | -2 | -2 | -2 | 1 | 1 | 1 | 0 | -2 | -2 | -2 | 1 | -2 | 2 | -2 | 2 | -1 | -1 | 1 | -2 | 1 | 1 | 1 | 1 | 1 | 1 | 1 | 1 | 1 | 1 | 1 | -1 | -1 | -1 | 1 | 1 | 1 | 1 | -1 | -1 | -2 | 1 | -2 | -2 | -2 | -2 | -2 | -2 | -2 | -2 | -2 | -2 | -2 | -2 | -2 | -2 | -2 | -2 | -2 | 1 | 1 | -2 | -2 | 1 | -2 | 1 | 1 | 1 | 1 | 1 | 1 | -2 | -2 | -2 | 1 | 1 | -2 | 1 | 1 | -2 | 1 | -2 | 1 | 1 | 1 | 1 | 1 | 1 | 2 | -2 | 1 | 1 | 1 | 1 | 1 | -2 | 1 | 1 | 1 | 1 | 1 | -2 | 1 | -2 | -2 | -2 | 1 | -2 | -2 | 1 | -1 | -2 | -2 |  | -2
Nuvve | TP-200DC-V1G-H2-CC | TP-200DC-V1G(-####) | EPRI | DC | 200 | 2026-01-07 | 2025-01-09 | Network Capable | NA | Dual Port | Dual Port, either 2x CCS or 1x CCS + 1x CHAdeMO | -2 | 2 | -2 | -2 | -2 | -2 | 1 | 1 | 1 | 0 | -2 | -2 | -2 | 1 | -2 | 2 | -2 | -1 | -1 | -1 | 1 | -2 | 1 | 1 | 1 | 1 | 1 | 0 | 0 | 0 | 0 | 1 | 1 | -1 | -1 | -1 | 1 | 1 | 1 | 1 | -1 | -1 | -2 | -1 | -2 | -2 | -2 | -2 | -2 | -2 | -2 | -2 | -2 | -2 | -2 | -2 | -2 | -2 | -2 | -2 | -2 | 1 | 1 | -2 | -2 | 1 | -2 | 1 | 1 | 1 | 0 | 0 | 0 | -2 | -2 | -2 | 0 | 0 | -2 | 1 | 1 | -2 | 1 | -2 | 1 | 1 | 1 | 1 | 1 | 1 | 2 | -2 | 1 | 1 | 0 | 1 | 0 | -2 | 1 | 1 | 1 | 1 | 1 | -2 | 1 | -2 | -2 | -2 | 0 | -2 | -2 | 1 | -1 | -2 | -2 |  | -2
Nuvve | TP-20DC-V2G-H1-C, TP-20DC-V2G-H1-N, TP-20DC-V2G-H1-C-BA, TP-20DC-V2G-H1-N-BA | EVSE Nuvve DC 20kW V2G Station (Single Port, CCS1 or NACS, non-BABA or BABA) | EPRI | DC V2G | 20 | 2025-11-14 | 2025-01-09 | Network Capable | NA |  | Bidirectional charger | -2 | 2 | -2 | -2 | -2 | -2 | 1 | 1 | 1 | 0 | -2 | -2 | -2 | 1 | -2 | -1 | -1 | -1 | -1 | -1 | 1 | -2 | 1 | 1 | 1 | 1 | 1 | 0 | 0 | 0 | 0 | 1 | 1 | -1 | -1 | -1 | 1 | 1 | 1 | 1 | -1 | -1 | -2 | 1 | -2 | -2 | -2 | -2 | -2 | -2 | -2 | -2 | -2 | -2 | -2 | -2 | -2 | -2 | -2 | -2 | -2 | 1 | -1 | -2 | -2 | 1 | -2 | -1 | -1 | 1 | -1 | 1 | 1 | -2 | -2 | -2 | 1 | 1 | -2 | -1 | -2 | -2 | 1 | -2 | -1 | -1 | -1 | -1 | -1 | -1 | 2 | -2 | -1 | 1 | -1 | 1 | -1 | -2 | -1 | -1 | -1 | -1 | -1 | -2 | -1 | -2 | -2 | -2 | 0 | -2 | -2 | 1 | -1 | -2 | -2 |  | -2
Nuvve | TP-240DC-V1G-H2-CC | TP-240DC-V1G(-####) | EPRI | DC | 240 | 2026-01-07 | 2025-01-09 | Network Capable | NA | Dual Port | Dual Port, either 2x CCS or 1x CCS + 1x CHAdeMO | -2 | 2 | -2 | -2 | -2 | -2 | 1 | 1 | 1 | 0 | -2 | -2 | -2 | 1 | -2 | 2 | -2 | -1 | -1 | -1 | 1 | -2 | 1 | 1 | 1 | 1 | 1 | 0 | 0 | 0 | 0 | 1 | 1 | -1 | -1 | -1 | 1 | 1 | 1 | 1 | -1 | -1 | -2 | -1 | -2 | -2 | -2 | -2 | -2 | -2 | -2 | -2 | -2 | -2 | -2 | -2 | -2 | -2 | -2 | -2 | -2 | 1 | 1 | -2 | -2 | 1 | -2 | 1 | 1 | 1 | 0 | 0 | 0 | -2 | -2 | -2 | 0 | 0 | -2 | 1 | 1 | -2 | 1 | -2 | 1 | 1 | 1 | 1 | 1 | 1 | 2 | -2 | 1 | 1 | 0 | 1 | 0 | -2 | 1 | 1 | 1 | 1 | 1 | -2 | 1 | -2 | -2 | -2 | 0 | -2 | -2 | 1 | -1 | -2 | -2 |  | -2
Nuvve | TP-300HPDC-V1G-H1-C, TP-300HPDC-V1G-H1-N, TP-300HPDC-V1G-H2-CC, TP-300HPDC-V1G-H2-NN, TP-300HPDC-V1G-H2-NC, TP-300HPDC-V1G-H1-C-BA, TP-300HPDC-V1G-H1-N-BA, TP-300HPDC-V1G-H2-CC-BA, TP-300HPDC-V1G-H2-NN-BA, TP-300HPDC-V1G-H2-NC-BA | EVSE Nuvve DCFC 300kW Smart Charging Station (Single or Dual Port, CCS1 or NACS, Power Sharing, non-BABA or BABA) | EPRI | DC | 300 | 2025-11-14 | 2025-01-09 | Network Capable | NA | Dual Port. | Dual Port, either 2x CCS or 1x CCS + 1x CHAdeMO | -2 | 2 | -2 | -2 | -2 | -2 | 1 | 1 | 1 | 0 | -2 | -2 | -2 | 1 | -2 | 2 | -2 | 2 | -1 | -1 | 1 | -2 | 1 | 1 | 1 | 1 | 1 | 1 | 1 | 1 | 1 | 1 | 1 | -1 | -1 | -1 | 1 | 1 | 1 | 1 | -1 | -1 | -2 | 1 | -2 | -2 | -2 | -2 | -2 | -2 | -2 | -2 | -2 | -2 | -2 | -2 | -2 | -2 | -2 | -2 | -2 | 1 | 1 | -2 | -2 | 1 | -2 | 1 | 1 | 1 | 1 | 1 | 1 | -2 | -2 | -2 | 1 | 1 | -2 | 1 | 1 | -2 | 1 | -2 | 1 | 1 | 1 | 1 | 1 | 1 | 2 | -2 | 1 | 1 | 1 | 1 | 1 | -2 | 1 | 1 | 1 | 1 | 1 | -2 | 1 | -2 | -2 | -2 | 1 | -2 | -2 | 1 | -1 | -2 | -2 |  | -2
Nuvve | TP-30DC-V1G-H1-C, TP-30DC-V1G-H1-N, TP-30DC-V1G-H1-C-BA, TP-30DC-V1G-H1-N-BA | EVSE Nuvve DCFC 30kW Smart Charging Station (Single Port, CCS1 or NACS, non-BABA or BABA) | EPRI | DC | 30 | 2025-11-14 | 2025-01-09 | Network Capable | NA | Dual port. | Dual port. Can be configured with: 2x CCS, 2x NACS, 2x CHAdeMO, 1x CCS + 1x NACS, 1x CCS + 1x CHAdeMO | -2 | 2 | -2 | -2 | -2 | -2 | 1 | 1 | 1 | 0 | -2 | -2 | -2 | 1 | -2 | 2 | -2 | 2 | -1 | -1 | 1 | -2 | 1 | 1 | 1 | 1 | 1 | 0 | 0 | 0 | 0 | 1 | 1 | -1 | -1 | -1 | 1 | 1 | 1 | 1 | -1 | -1 | -2 | -1 | -2 | -2 | -2 | -2 | -2 | -2 | -2 | -2 | -2 | -2 | -2 | -2 | -2 | -2 | -2 | -2 | -2 | 1 | 1 | -2 | -2 | 1 | -2 | 1 | 1 | 1 | 0 | 0 | 0 | -2 | -2 | -2 | 0 | 0 | -2 | 1 | 1 | -2 | 1 | -2 | 1 | 0 | 0 | 0 | 0 | 0 | 2 | -2 | 0 | 0 | 0 | 0 | 0 | -2 | 0 | 0 | 0 | 0 | 0 | -2 | 0 | -2 | -2 | -2 | 0 | -2 | -2 | 1 | -1 | -2 | -2 |  | -2
Nuvve | TP-30DC-V2G-H1-C | TP-30DC-V1G(-####) | EPRI | DC V2G | 30 | 2026-01-07 | 2025-01-09 | Network Capable | NA |  | Bidirectional charger | -2 | 2 | -2 | -2 | -2 | -2 | 1 | 1 | 1 | 0 | -2 | -2 | -2 | 1 | -2 | -1 | -1 | -1 | -1 | -1 | 1 | -2 | 1 | 1 | 1 | 1 | 1 | 0 | 0 | 0 | 0 | 1 | 1 | -1 | -1 | -1 | 1 | 1 | 1 | 1 | -1 | -1 | -2 | 1 | -2 | -2 | -2 | -2 | -2 | -2 | -2 | -2 | -2 | -2 | -2 | -2 | -2 | -2 | -2 | -2 | -2 | 1 | -1 | -2 | -2 | 1 | -2 | -1 | -1 | 1 | -1 | 1 | 1 | -2 | -2 | -2 | 1 | 1 | -2 | -1 | -2 | -2 | 1 | -2 | -1 | -1 | -1 | -1 | -1 | -1 | 2 | -2 | -1 | 1 | -1 | 1 | -1 | -2 | -1 | -1 | -1 | -1 | -1 | -2 | -1 | -2 | -2 | -2 | 0 | -2 | -2 | 1 | -1 | -2 | -2 |  | -2
Nuvve | TP-360HPDC-V1G-H1-C, TP-360HPDC-V1G-H1-N, TP-360HPDC-V1G-H2-CC, TP-360HPDC-V1G-H2-NN, TP-360HPDC-V1G-H2-NC, TP-360HPDC-V1G-H1-C-BA, TP-360HPDC-V1G-H1-N-BA, TP-360HPDC-V1G-H2-CC-BA, TP-360HPDC-V1G-H2-NN-BA, TP-360HPDC-V1G-H2-NC-BA | EVSE Nuvve DCFC 360kW Smart Charging Station (Single or Dual Port, CCS1 or NACS, Power Sharing, non-BABA or BABA) | EPRI | DC | 360 | 2025-11-14 | 2025-01-09 | Network Capable | NA | Dual Port. | Dual Port, either 2x CCS or 1x CCS + 1x CHAdeMO | -2 | 2 | -2 | -2 | -2 | -2 | 1 | 1 | 1 | 0 | -2 | -2 | -2 | 1 | -2 | 2 | -2 | -1 | -1 | -1 | 1 | -2 | 1 | 1 | 1 | 1 | 1 | 1 | 1 | 1 | 1 | 1 | 1 | -1 | -1 | -1 | 1 | 1 | 1 | 1 | -1 | -1 | -2 | 1 | -2 | -2 | -2 | -2 | -2 | -2 | -2 | -2 | -2 | -2 | -2 | -2 | -2 | -2 | -2 | -2 | -2 | 1 | 1 | -2 | -2 | 1 | -2 | 1 | 1 | 1 | 1 | 1 | 1 | -2 | -2 | -2 | 1 | 1 | -2 | 1 | 1 | -2 | 1 | -2 | 1 | 1 | 1 | 1 | 1 | 1 | 2 | -2 | 1 | 1 | 1 | 1 | 1 | -2 | 1 | 1 | 1 | 1 | 1 | -2 | 1 | -2 | -2 | -2 | 1 | -2 | -2 | 1 | -1 | -2 | -2 |  | -2
Nuvve | TP-40DC-V2G-H1-C, TP-40DC-V2G-H1-N, TP-40DC-V2G-H1-C-BA, TP-40DC-V2G-H1-N-BA | EVSE Nuvve DC 40kW V2G Station (Single Port, CCS1 or NACS, non-BABA or BABA) | EPRI | DC V2G | 40 | 2025-11-14 | 2025-01-09 | Network Capable | NA |  | Bidirectional charger | -2 | 2 | -2 | -2 | -2 | -2 | 1 | 1 | 1 | 0 | -2 | -2 | -2 | 1 | -2 | -1 | -1 | -1 | -1 | -1 | 1 | -2 | 1 | 1 | 1 | 1 | 1 | 0 | 0 | 0 | 0 | 1 | 1 | -1 | -1 | -1 | 1 | 1 | 1 | 1 | -1 | -1 | -2 | 1 | -2 | -2 | -2 | -2 | -2 | -2 | -2 | -2 | -2 | -2 | -2 | -2 | -2 | -2 | -2 | -2 | -2 | 1 | -1 | -2 | -2 | 1 | -2 | -1 | -1 | 1 | -1 | 1 | 1 | -2 | -2 | -2 | 1 | 1 | -2 | -1 | -2 | -2 | 1 | -2 | -1 | -1 | -1 | -1 | -1 | -1 | 2 | -2 | -1 | 1 | -1 | 1 | -1 | -2 | -1 | -1 | -1 | -1 | -1 | -2 | -1 | -2 | -2 | -2 | 0 | -2 | -2 | 1 | -1 | -2 | -2 |  | -2
Nuvve | TP-60DC-V1G-H1-C, TP-60DC-V1G-H1-N, TP-60DC-V1G-H2-CC, TP-60DC-V1G-H2-NN, TP-60DC-V1G-H2-NC, TP-60DC-V1G-H1-C-BA, TP-60DC-V1G-H1-N-BA, TP-60DC-V1G-H2-CC-BA, TP-60DC-V1G-H2-NN-BA, TP-60DC-V1G-H2-NC-BA | EVSE Nuvve DCFC 60kW Smart Charging Station (Single or Dual Port, CCS1 or NACS, non-BABA or BABA) | EPRI | DC | 60 | 2025-11-14 | 2025-01-09 | Network Capable | NA | Dual prot. | Dual port. Can be configured with: 2x CCS, 2x NACS, 2x CHAdeMO, 1x CCS + 1x NACS, 1x CCS + 1x CHAdeMO | -2 | 2 | -2 | -2 | -2 | -2 | 1 | 1 | 1 | 0 | -2 | -2 | -2 | 1 | -2 | 2 | -2 | 2 | -1 | -1 | 1 | -2 | 1 | 1 | 1 | 1 | 1 | 0 | 0 | 0 | 0 | 1 | 1 | -1 | -1 | -1 | 1 | 1 | 1 | 1 | -1 | -1 | -2 | -1 | -2 | -2 | -2 | -2 | -2 | -2 | -2 | -2 | -2 | -2 | -2 | -2 | -2 | -2 | -2 | -2 | -2 | 1 | 1 | -2 | -2 | 1 | -2 | 1 | 1 | 1 | 0 | 0 | 0 | -2 | -2 | -2 | 0 | 0 | -2 | 1 | 1 | -2 | 1 | -2 | 0 | 0 | 0 | 0 | 0 | 0 | 2 | -2 | 0 | 0 | 0 | 0 | 0 | -2 | 0 | 0 | 0 | 0 | 0 | -2 | 0 | -2 | -2 | -2 | 0 | -2 | -2 | 1 | -1 | -2 | -2 |  | -2
Nuvve | TP-60DC-V2G-H1-C, TP-60DC-V2G-H1-N, TP-60DC-V2G-H1-C-BA, TP-60DC-V2G-H1-N-BA | EVSE Nuvve DC 60kW V2G Station (Single Port, CCS1 or NACS, non-BABA or BABA) | EPRI | DC V2G | 60 | 2025-11-14 | 2025-01-09 | Network Capable | NA |  | Bidirectional charger | -2 | 2 | -2 | -2 | -2 | -2 | 1 | 1 | 1 | 0 | -2 | -2 | -2 | 1 | -2 | -1 | -1 | -1 | -1 | -1 | 1 | -2 | 1 | 1 | 1 | 1 | 1 | 0 | 0 | 0 | 0 | 1 | 1 | -1 | -1 | -1 | 1 | 1 | 1 | 1 | -1 | -1 | -2 | 1 | -2 | -2 | -2 | -2 | -2 | -2 | -2 | -2 | -2 | -2 | -2 | -2 | -2 | -2 | -2 | -2 | -2 | 1 | -1 | -2 | -2 | 1 | -2 | -1 | -1 | 1 | -1 | 1 | 1 | -2 | -2 | -2 | 1 | 1 | -2 | -1 | -2 | -2 | 1 | -2 | -1 | -1 | -1 | -1 | -1 | -1 | 2 | -2 | -1 | 1 | -1 | 1 | -1 | -2 | -1 | -1 | -1 | -1 | -1 | -2 | -1 | -2 | -2 | -2 | 0 | -2 | -2 | 1 | -1 | -2 | -2 |  | -2
Nuvve |  |  | PGE | NETWORK | NA | 2025-11-14 | 2022-08-10 | Network Software | Nuvve Network |  |  | -2 | -2 | -2 | -2 | -2 | -2 | -2 | -2 | -2 | -2 | -2 | -2 | -2 | -2 | -2 | -2 | -2 | -2 | -2 | -2 | -2 | -2 | -2 | -2 | -2 | -2 | -2 | -2 | -2 | -2 | -2 | -2 | -2 | -2 | -2 | -2 | -2 | -2 | -2 | -2 | -2 | -2 | -2 | -2 | 0 | -1 | -1 | 1 | -2 | 0 | 0 | 0 | 0 | 0 | -1 | -1 | 0 | 1 | 2 | 0 | -2 | -2 | 0 | 0 | 0 | 0 | 0 | 0 | -2 | 0 | -2 | 0 | 0 | 0 | 0 | 0 | 0 | 0 | -2 | -2 | -2 | -2 | -2 | -2 | -2 | -2 | -2 | 0 | 0 | 0 | -2 | -2 | 0 | -2 | -2 | 0 | 0 | 0 | -2 | 0 | 0 | 0 | 0 | 0 | 0 | 0 | 0 | 0 | 0 | -2 | -2 | 1 | -1 | 1 | -1 |  | 1
OpConnect | IC80 | IC80 | EPRI | AC | 19.2 | 2024-07-01 | 2024-07-01 | Network Capable | NA | Single Port | Single Port NRTL Listed as EX-1193-1 | 2 | -2 | -2 | 1 | -1 | -1 | -2 | -2 | -2 | -2 | -2 | -2 | 1 | -2 | -2 | 2 | 0 | 2 | -1 | -1 | 1 | 1 | -2 | 1 | 1 | 1 | 1 | 0 | 0 | 0 | 0 | 0 | 1 | -1 | -1 | -1 | 1 | 1 | 1 | 1 | -1 | -1 | -2 | 1 | 1 | -1 | -1 | 1 | -2 | 1 | 1 | 1 | 1 | 1 | -1 | -1 | 1 | 1 | 2 | 0 | 1 | -2 | 1 | -2 | -2 | 1 | -2 | 1 | 1 | 1 | 0 | -1 | 1 | -2 | -2 | -2 | 1 | 1 | 1 | -1 | -1 | 1 | -2 | 1 | -2 | -2 | 1 | 1 | 1 | 1 | 2 | 2 | 1 | -1 | -1 | 1 | 1 | 1 | 1 | 1 | 1 | 1 | 1 | -2 | 1 | -2 | -2 | -2 | 0 | -1 | 1 | 1 | 1 | -2 | -2 |  | -2
OpConnect | IC80-40 | IC80 | EPRI | AC | 9.6 | 2024-07-01 | 2024-07-01 | Network Capable | NA | Single Port | Single Port NRTL Listed as EX-1193-1 | 2 | -2 | -2 | 1 | -1 | -1 | -2 | -2 | -2 | -2 | -2 | -2 | 1 | -2 | -2 | 2 | 0 | 2 | -1 | -1 | 1 | 1 | -2 | 1 | 1 | 1 | 1 | 0 | 0 | 0 | 0 | 0 | 1 | -1 | -1 | -1 | 1 | 1 | 1 | 1 | -1 | -1 | -2 | 1 | 1 | -1 | -1 | 1 | -2 | 1 | 1 | 1 | 1 | 1 | -1 | -1 | 1 | 1 | 2 | 0 | 1 | -2 | 1 | -2 | -2 | 1 | -2 | 1 | 1 | 1 | 0 | -1 | 1 | -2 | -2 | -2 | 1 | 1 | 1 | -1 | -1 | 1 | -2 | 1 | -2 | -2 | 1 | 1 | 1 | 1 | 2 | 2 | 1 | -1 | -1 | 1 | 1 | 1 | 1 | 1 | 1 | 1 | 1 | -2 | 1 | -2 | -2 | -2 | 0 | 1 | -1 | 1 | 1 | -2 | -2 |  | -2
OpConnect | OC-IC3-32AH |  | EPRI | AC | 7.2 | 2024-07-01 | 2024-07-01 | Network Capable | NA | Single Port | Single Port, Standalone network capability | 2 | -2 | -2 | 1 | -1 | -1 | -2 | -2 | -2 | -2 | -2 | -2 | 1 | -2 | -2 | 2 | 0 | 2 | -1 | -1 | 1 | 1 | -2 | 1 | 1 | 1 | 1 | 1 | 1 | 1 | 1 | 1 | 1 | -1 | -1 | -1 | 1 | 1 | 1 | 1 | -1 | -1 | -2 | 1 | -2 | -2 | -2 | -2 | -2 | -2 | -2 | -2 | -2 | -2 | -2 | -2 | -2 | -2 | -2 | -2 | 0 | -2 | 0 | -2 | -2 | 0 | -2 | 0 | -1 | 1 | 0 | 0 | 0 | -2 | -2 | -2 | 0 | 0 | 1 | 0 | -2 | 0 | -2 | 0 | -2 | -2 | 0 | 1 | 0 | 0 | 2 | 0 | 0 | 0 | 0 | 0 | 0 | -2 | 0 | 0 | 0 | 1 | 0 | -2 | 0 | -2 | -2 | -2 | 0 | 1 | 1 | 1 | 1 | -2 | -2 |  | -2
OpConnect | OC-SC3-32AN |  | EPRI | AC | 7.7 | 2024-07-01 | 2024-07-01 | Network Capable | NA | Single Port | Single Port, Standalone network capability | 2 | -2 | -2 | 1 | -1 | -1 | -2 | -2 | -2 | -2 | -2 | -2 | 1 | -2 | -2 | 2 | 0 | 2 | -1 | -1 | 1 | 1 | -2 | 1 | 1 | 1 | 1 | 1 | 1 | 1 | 1 | 1 | 1 | -1 | -1 | -1 | 1 | 1 | 1 | 1 | -1 | -1 | -2 | 1 | -2 | -2 | -2 | -2 | -2 | -2 | -2 | -2 | -2 | -2 | -2 | -2 | -2 | -2 | -2 | -2 | 0 | -2 | 0 | -2 | -2 | 0 | -2 | 0 | -1 | 1 | 0 | 0 | 0 | -2 | -2 | -2 | 0 | 0 | 1 | 0 | -2 | 0 | -2 | 0 | -2 | -2 | 0 | 1 | 0 | 0 | 2 | 0 | 0 | 0 | 0 | 0 | 0 | -2 | 0 | 0 | 0 | 1 | 0 | -2 | 0 | -2 | -2 | -2 | 0 | 1 | 1 | 1 | 1 | -2 | -2 |  | -2
OpConnect | SC80 | SC80 | EPRI | AC | 19.2 | 2024-07-01 | 2024-07-01 | Network Capable | NA | Single Port | Single Port NRTL Listed as EX-1193-3 | 2 | -2 | -2 | 1 | -1 | -1 | -2 | -2 | -2 | -2 | -2 | -2 | 1 | -2 | -2 | 2 | 0 | 2 | -1 | -1 | 1 | 1 | -2 | 1 | 1 | 1 | 1 | 0 | 0 | 0 | 0 | 0 | 1 | -1 | -1 | -1 | 1 | 1 | 1 | 1 | -1 | -1 | -2 | 1 | 1 | -1 | -1 | 1 | -2 | 1 | 1 | 1 | 1 | 1 | -1 | -1 | 1 | 1 | 2 | 0 | 1 | -2 | 1 | -2 | -2 | 1 | -2 | 1 | 1 | 1 | 0 | -1 | 1 | -2 | -2 | -2 | 1 | 1 | 1 | -1 | -1 | 1 | -2 | 1 | -2 | -2 | 1 | 1 | 1 | 1 | 2 | 2 | 1 | -1 | -1 | 1 | 1 | 1 | 1 | 1 | 1 | 1 | 1 | -2 | 1 | -2 | -2 | -2 | 0 | -1 | 1 | 1 | 1 | -2 | -2 |  | -2
OpConnect | SC80-40 | SC80 | EPRI | AC | 9.6 | 2024-07-01 | 2024-07-01 | Network Capable | NA | Single Port | Single Port NRTL Listed as EX-1193-3 | 2 | -2 | -2 | 1 | -1 | -1 | -2 | -2 | -2 | -2 | -2 | -2 | 1 | -2 | -2 | 2 | 0 | 2 | -1 | -1 | 1 | 1 | -2 | 1 | 1 | 1 | 1 | 0 | 0 | 0 | 0 | 0 | 1 | -1 | -1 | -1 | 1 | 1 | 1 | 1 | -1 | -1 | -2 | 1 | 1 | -1 | -1 | 1 | -2 | 1 | 1 | 1 | 1 | 1 | -1 | -1 | 1 | 1 | 2 | 0 | 1 | -2 | 1 | -2 | -2 | 1 | -2 | 1 | 1 | 1 | 0 | -1 | 1 | -2 | -2 | -2 | 1 | 1 | 1 | -1 | -1 | 1 | -2 | 1 | -2 | -2 | 1 | 1 | 1 | 1 | 2 | 2 | 1 | -1 | -1 | 1 | 1 | 1 | 1 | 1 | 1 | 1 | 1 | -2 | 1 | -2 | -2 | -2 | 0 | 1 | -1 | 1 | 1 | -2 | -2 |  | -2
OpConnect |  |  | EPRI | NETWORK | NA | 2022-02-21 | 2022-02-21 | Network Software | OpConnect Network |  |  | -2 | -2 | -2 | -2 | -2 | -2 | -2 | -2 | -2 | -2 | -2 | -2 | -2 | -2 | -2 | -2 | -2 | -2 | -2 | -2 | -2 | -2 | -2 | -2 | -2 | -2 | -2 | -2 | -2 | -2 | -2 | -2 | -2 | -2 | -2 | -2 | -2 | -2 | -2 | -2 | -2 | -2 | -2 | -2 | 1 | -1 | -1 | 1 | -2 | 1 | 1 | 1 | 1 | 1 | -1 | -1 | 1 | 1 | -1 | 1 | -2 | -2 | 1 | 1 | 1 | 1 | 1 | 1 | -2 | -1 | -2 | 1 | 1 | 1 | 1 | 1 | 1 | 1 | -2 | -2 | -2 | -2 | -2 | -2 | -2 | -2 | -2 | 1 | 1 | 1 | -2 | -2 | 1 | -2 | -2 | 1 | 1 | 1 | -2 | 1 | 1 | 1 | 1 | 1 | 1 | 1 | 1 | 1 | 1 | -2 | -2 | 1 | 1 | 1 | -1 |  | -2
OPF Energy, LLC |  |  | EPRI | NETWORK | NA | 2025-07-08 | 2025-07-08 | Network Software | OPF Energy, LLC |  |  | -2 | -2 | -2 | -2 | -2 | -2 | -2 | -2 | -2 | -2 | -2 | -2 | -2 | -2 | -2 | -2 | -2 | -2 | -2 | -2 | -2 | -2 | -2 | -2 | -2 | -2 | -2 | -2 | -2 | -2 | -2 | -2 | -2 | -2 | -2 | -2 | -2 | -2 | -2 | -2 | -2 | -2 | -2 | -2 | 1 | 1 | 1 | 1 | -2 | 1 | -1 | 1 | 1 | 1 | 1 | -1 | 1 | 1 | -1 | 1 | -2 | -2 | 1 | 1 | 1 | 1 | 1 | 1 | -2 | 1 | -2 | 1 | 1 | 1 | 1 | 1 | 1 | 1 | -2 | -2 | -2 | -2 | -2 | -2 | -2 | -2 | -2 | 1 | 1 | 1 | -2 | -2 | 1 | -2 | -2 | 1 | 1 | -1 | -2 | 1 | 1 | 1 | 1 | 1 | 1 | 1 | 1 | 1 | 1 | -2 | -2 | -1 | -1 | -1 | -1 |  | -2
Pando Electric | Pando P001 | Pando P001 Smart Outlet | EPRI | MANAGED OUTLET | 9.6 | 2025-02-04 | 2025-02-04 | Non-Networked | NA | Single port. | Single port. | 2 | -2 | -2 | -1 | -1 | -1 | -2 | -2 | -2 | -2 | -2 | -2 | 1 | -2 | -2 | 2 | 0 | 2 | 2 | 2 | 1 | 1 | -2 | 1 | 1 | 1 | 1 | 1 | 1 | 1 | 1 | 1 | -2 | -2 | -2 | -2 | -2 | -2 | -2 | -2 | -2 | -2 | -2 | -2 | -2 | -2 | -2 | -2 | -2 | -2 | -2 | -2 | -2 | -2 | -2 | -2 | -2 | -2 | -2 | -2 | 1 | -2 | -2 | -2 | -2 | -2 | -2 | -2 | -2 | -2 | -2 | -2 | -2 | -2 | -2 | -2 | -2 | -2 | 0 | 1 | 1 | -2 | -2 | -2 | -2 | -2 | -2 | -2 | -2 | -2 | -2 | -2 | -2 | -2 | -2 | -2 | -2 | -2 | -2 | -2 | -2 | -2 | -2 | -2 | -2 | -2 | -2 | -2 | -2 | -2 | 1 | 1 | -1 | -2 | -2 |  | -2
Pando Electric | Pando 002A | Pando 002A | EPRI | MANAGED OUTLET | 9.6 | 2025-09-30 | 2025-09-30 | Network Capable |  | Single port. | Single port. | 2 | -2 | -2 | 1 | -1 | 1 | -2 | -2 | -2 | -2 | -2 | -2 | 1 | -2 | -2 | -1 | -1 | -1 | -1 | -1 | 1 | 1 | -2 | 1 | 1 | 1 | 1 | 1 | 1 | 1 | 1 | 1 | -1 | -1 | -1 | -1 | -1 | 1 | 1 | 1 | -1 | -1 | -2 | 1 | -2 | -2 | -2 | -2 | -2 | -2 | -2 | -2 | -2 | -2 | -2 | -2 | -2 | -2 | -2 | -2 | 1 | -2 | -2 | -2 | -2 | 1 | -2 | -2 | -2 | 1 | 1 | 1 | 1 | -2 | -2 | -2 | 1 | -2 | -1 | -1 | -1 | 1 | -2 | 1 | -2 | -2 | 1 | 1 | 1 | 1 | 2 | -1 | 1 | 1 | 1 | -1 | 1 | 1 | 1 | 1 | 1 | 1 | 1 | -2 | 1 | 1 | 1 | 1 | 1 | -2 | 1 | 1 | -1 | -2 | -2 |  | -2
Plugzio | M3P140U | Cando | EPRI | AC | 9.6 | 2024-07-01 | 2024-07-01 | Fully Networked | Plugzio | Single Port | Single port | 2 | -2 | -2 | 1 | -1 | -1 | -2 | -2 | -2 | -2 | -2 | -2 | 1 | -2 | -2 | 2 | 0 | 2 | -1 | -1 | 1 | 1 | -2 | 1 | 1 | -1 | -1 | 1 | 1 | 1 | 1 | -1 | 1 | -1 | -1 | -1 | 1 | 1 | -1 | -1 | -1 | -1 | -2 | -1 | 1 | -1 | -1 | 1 | -1 | -1 | -1 | 1 | -1 | -1 | -1 | -1 | -1 | -1 | -1 | -1 | -1 | -2 | -1 | 1 | 1 | -1 | -1 | -1 | -1 | -1 | -1 | -1 | -1 | -1 | -1 | -1 | -1 | -1 | 1 | -1 | -1 | 1 | -2 | 1 | -2 | -2 | -1 | 1 | 1 | -1 | 2 | 2 | -1 | -1 | -1 | 1 | -1 | -1 | 1 | 1 | 1 | 1 | 1 | -1 | -1 | 1 | 1 | -1 | -1 | 1 | 1 | -1 | -1 | -2 | -2 |  | -2
Plugzio |  |  | EPRI | NETWORK | NA | 2024-07-22 | 2024-07-22 | Network Software | Plugzio |  |  | -2 | -2 | -2 | -2 | -2 | -2 | -2 | -2 | -2 | -2 | -2 | -2 | -2 | -2 | -2 | -2 | -2 | -2 | -2 | -2 | -2 | -2 | -2 | -2 | -2 | -2 | -2 | -2 | -2 | -2 | -2 | -2 | -2 | -2 | -2 | -2 | -2 | -2 | -2 | -2 | -2 | -2 | -2 | -2 | 1 | -1 | -1 | 1 | -2 | -1 | -1 | 1 | -1 | -1 | -1 | -1 | -1 | -1 | -1 | -1 | -2 | -2 | -1 | 1 | 1 | -1 | -1 | -1 | -2 | -1 | -2 | -1 | -1 | -1 | -1 | -1 | -1 | -1 | -2 | -2 | -2 | -2 | -2 | -2 | -2 | -2 | -2 | 1 | 1 | -1 | -2 | -2 | -1 | -2 | -2 | 1 | -1 | -1 | -2 | 1 | 1 | 1 | 1 | -1 | -1 | 1 | 1 | -1 | -1 | -2 | -2 | -1 | -1 | -1 | -1 |  | -2
PositivEnergy US | PES-DCVC60kW-480 | PES-DCVC60kW-480 | Eversource CT | DC | 60 | 2025-12-08 | 2025-12-08 | Network Capable |  |  |  | -2 | 2 | -2 | -2 | -2 | -2 | 0 | 0 | 0 | 0 | -2 | -2 | -2 | 0 | -2 | 0 | -2 | 0 | -1 | -1 | 0 | -2 | 0 | 0 | 0 | 0 | 0 | 0 | 0 | 0 | 0 | 0 | 0 | 0 | 0 | 0 | 0 | 0 | 0 | 0 | 0 | 0 | -2 | 0 | -2 | -2 | -2 | -2 | -2 | -2 | -2 | -2 | -2 | -2 | -2 | -2 | -2 | -2 | -2 | -2 | -2 | 0 | -2 | -2 | -2 | 0 | -2 | -2 | -2 | 0 | 0 | 0 | 0 | -2 | -2 | -2 | 0 | -2 | -2 | 0 | 0 | -2 | 0 | -2 | 0 | 0 | 0 | 0 | 0 | 0 | 0 | -2 | 0 | 0 | 0 | 0 | 0 | 0 | 0 | 0 | 0 | 0 | 0 | -2 | 0 | 0 | 0 | 0 | 0 | -2 | -2 | 0 | -2 | -2 | -2 | 1 | 1
PositivEnergy US | PES-DCVC60kW-V2G | PES-DCVC60kW-V2G | Eversource CT | DC | 60 | 2025-12-08 | 2025-12-08 | Network Capable |  |  |  | -2 | 2 | -2 | -2 | -2 | -2 | 0 | 0 | 0 | 0 | -2 | -2 | -2 | 0 | -2 | 0 | -2 | 0 | -1 | -1 | 0 | -2 | 0 | 0 | 0 | 0 | 0 | 0 | 0 | 0 | 0 | 0 | 0 | 0 | 0 | 0 | 0 | 0 | 0 | 0 | 0 | 0 | -2 | 0 | -2 | -2 | -2 | -2 | -2 | -2 | -2 | -2 | -2 | -2 | -2 | -2 | -2 | -2 | -2 | -2 | -2 | 0 | -2 | -2 | -2 | 0 | -2 | -2 | -2 | 0 | 0 | 0 | 0 | -2 | -2 | -2 | 0 | -2 | -2 | 0 | 0 | -2 | 0 | -2 | 0 | 0 | 0 | 0 | 0 | 0 | 0 | -2 | 0 | 0 | 0 | 0 | 0 | 0 | 0 | 0 | 0 | 0 | 0 | -2 | 0 | 0 | 0 | 0 | 0 | -2 | -2 | 0 | -2 | -2 | -2 | 1 | 1
PositivEnergy US | PES-DCVC-125kW-480 | PES-DCVC-125kW-480 | Eversource CT | DC | 125 | 2025-12-08 | 2025-12-08 | Network Capable |  |  |  | -2 | 2 | -2 | -2 | -2 | -2 | 0 | 0 | 0 | 0 | -2 | -2 | -2 | 0 | -2 | 0 | -2 | 0 | -1 | -1 | 0 | -2 | 0 | 0 | 0 | 0 | 0 | 0 | 0 | 0 | 0 | 0 | 0 | 0 | 0 | 0 | 0 | 0 | 0 | 0 | 0 | 0 | -2 | 0 | -2 | -2 | -2 | -2 | -2 | -2 | -2 | -2 | -2 | -2 | -2 | -2 | -2 | -2 | -2 | -2 | -2 | 0 | -2 | -2 | -2 | 0 | -2 | -2 | -2 | 0 | 0 | 0 | 0 | -2 | -2 | -2 | 0 | -2 | -2 | 0 | 0 | -2 | 0 | -2 | 0 | 0 | 0 | 0 | 0 | 0 | 0 | -2 | 0 | 0 | 0 | 0 | 0 | 0 | 0 | 0 | 0 | 0 | 0 | -2 | 0 | 0 | 0 | 0 | 0 | -2 | -2 | 0 | -2 | -2 | -2 | 1 | 1
PositivEnergy US | PES-DCVC-125kW-480-V2G | PES-DCVC-125kW-480-V2G | Eversource CT | DC | 125 | 2025-12-08 | 2025-12-08 | Network Capable |  |  |  | -2 | 2 | -2 | -2 | -2 | -2 | 0 | 0 | 0 | 0 | -2 | -2 | -2 | 0 | -2 | 0 | -2 | 0 | -1 | -1 | 0 | -2 | 0 | 0 | 0 | 0 | 0 | 0 | 0 | 0 | 0 | 0 | 0 | 0 | 0 | 0 | 0 | 0 | 0 | 0 | 0 | 0 | -2 | 0 | -2 | -2 | -2 | -2 | -2 | -2 | -2 | -2 | -2 | -2 | -2 | -2 | -2 | -2 | -2 | -2 | -2 | 0 | -2 | -2 | -2 | 0 | -2 | -2 | -2 | 0 | 0 | 0 | 0 | -2 | -2 | -2 | 0 | -2 | -2 | 0 | 0 | -2 | 0 | -2 | 0 | 0 | 0 | 0 | 0 | 0 | 0 | -2 | 0 | 0 | 0 | 0 | 0 | 0 | 0 | 0 | 0 | 0 | 0 | -2 | 0 | 0 | 0 | 0 | 0 | -2 | -2 | 0 | -2 | -2 | -2 | 1 | 1
Power Electronics | NB0600U |  | SCE | DC | 60 | 2024-07-01 | 2024-07-01 | Network Capable | NA | 1x CCS1 connector or 1x CHAdeMO connector | 1x CCS1 connector or 1x CHAdeMO connector | -2 | 2 | -2 | -2 | -2 | -2 | 1 | 1 | 0 | 0 | -2 | -2 | -2 | 1 | -2 | 0 | 0 | 0 | -1 | 2 | 1 | -2 | 0 | 1 | 1 | 1 | 1 | 0 | 0 | 0 | 0 | 1 | 0 | -1 | -1 | -1 | 1 | 1 | 1 | 0 | -1 | -1 | -2 | 0 | -2 | -2 | -2 | -2 | -2 | -2 | -2 | -2 | -2 | -2 | -2 | -2 | -2 | -2 | -2 | -2 | -2 | 0 | 0 | -2 | -2 | 0 | -2 | 0 | -1 | 1 | 0 | 0 | 0 | -2 | -2 | -2 | 0 | 0 | -2 | 0 | -2 | -2 | 0 | -2 | 0 | 0 | 0 | 0 | 0 | 0 | 2 | -2 | 0 | 0 | 0 | 0 | 0 | -2 | 0 | 0 | 0 | 0 | 0 | -2 | 0 | -2 | -2 | -2 | 0 | -2 | -2 | 1 | -1 | -2 | -2 |  | -2
Power Electronics | NB060SU |  | SCE/PGE | DC | 60 | 2022-10-17 | 2022-10-17 | Network Capable | NA | 1x CCS1 connector or 1x CHAdeMO connector. | 1x CCS1 connector or 1x CHAdeMO connector. | -2 | 2 | -2 | -2 | -2 | -2 | 1 | 1 | 0 | 0 | -2 | -2 | -2 | 1 | -2 | 0 | 0 | 0 | -1 | 2 | 1 | -2 | 0 | 1 | 1 | 1 | 1 | 0 | 0 | 0 | 0 | 1 | 0 | -1 | -1 | -1 | 1 | 1 | 1 | 0 | -1 | -1 | -2 | 0 | -2 | -2 | -2 | -2 | -2 | -2 | -2 | -2 | -2 | -2 | -2 | -2 | -2 | -2 | -2 | -2 | -2 | 0 | 0 | -2 | -2 | 0 | -2 | 0 | -1 | 1 | 0 | 0 | 0 | -2 | -2 | -2 | 0 | 0 | -2 | 0 | -2 | -2 | 0 | -2 | 0 | 0 | 0 | 0 | 0 | 0 | 2 | -2 | 0 | 0 | 0 | 0 | 0 | -2 | 0 | 0 | 0 | 0 | 0 | -2 | 0 | -2 | -2 | -2 | 0 | -2 | -2 | 1 | -1 | -2 | -2 |  | -2
Power Electronics | NB0900U |  | SCE | DC | 90 | 2024-07-01 | 2024-07-01 | Network Capable | NA | 1x CCS1 connector or 1x CHAdeMO connector. | 1x CCS1 connector or 1x CHAdeMO connector. | -2 | 2 | -2 | -2 | -2 | -2 | 1 | 1 | 0 | 0 | -2 | -2 | -2 | 1 | -2 | 0 | 0 | 0 | -1 | 2 | 1 | -2 | 0 | 1 | 1 | 1 | 1 | 0 | 0 | 0 | 0 | 1 | 0 | -1 | -1 | -1 | 1 | 1 | 1 | 0 | -1 | -1 | -2 | 0 | -2 | -2 | -2 | -2 | -2 | -2 | -2 | -2 | -2 | -2 | -2 | -2 | -2 | -2 | -2 | -2 | -2 | 0 | 0 | -2 | -2 | 0 | -2 | 0 | -1 | 1 | 0 | 0 | 0 | -2 | -2 | -2 | 0 | 0 | -2 | 0 | -2 | -2 | 0 | -2 | 0 | 0 | 0 | 0 | 0 | 0 | 2 | -2 | 0 | 0 | 0 | 0 | 0 | -2 | 0 | 0 | 0 | 0 | 0 | -2 | 0 | -2 | -2 | -2 | 0 | -2 | -2 | 1 | -1 | -2 | -2 |  | -2
Power Electronics | NB090SU |  | SCE/PGE | DC | 90 | 2022-10-17 | 2022-10-17 | Network Capable | NA | 1x CCS1 connector or 1x CHAdeMO connector. | 1x CCS1 connector or 1x CHAdeMO connector. | -2 | 2 | -2 | -2 | -2 | -2 | 1 | 1 | 0 | 0 | -2 | -2 | -2 | 1 | -2 | 0 | 0 | 0 | -1 | 2 | 1 | -2 | 0 | 1 | 1 | 1 | 1 | 0 | 0 | 0 | 0 | 1 | 0 | -1 | -1 | -1 | 1 | 1 | 1 | 0 | -1 | -1 | -2 | 0 | -2 | -2 | -2 | -2 | -2 | -2 | -2 | -2 | -2 | -2 | -2 | -2 | -2 | -2 | -2 | -2 | -2 | 0 | 0 | -2 | -2 | 0 | -2 | 0 | -1 | 1 | 0 | 0 | 0 | -2 | -2 | -2 | 0 | 0 | -2 | 0 | -2 | -2 | 0 | -2 | 0 | 0 | 0 | 0 | 0 | 0 | 2 | -2 | 0 | 0 | 0 | 0 | 0 | -2 | 0 | 0 | 0 | 0 | 0 | -2 | 0 | -2 | -2 | -2 | 0 | -2 | -2 | 1 | -1 | -2 | -2 |  | -2
Power Electronics | NB1200U |  | SCE | DC | 120 | 2024-07-01 | 2024-07-01 | Network Capable | NA | 1x CCS1 connector or 1x CHAdeMO connector. | 1x CCS1 connector or 1x CHAdeMO connector. | -2 | 2 | -2 | -2 | -2 | -2 | 1 | 1 | 0 | 0 | -2 | -2 | -2 | 1 | -2 | 0 | 0 | 0 | -1 | 2 | 1 | -2 | 0 | 1 | 1 | 1 | 1 | 0 | 0 | 0 | 0 | 1 | 0 | -1 | -1 | -1 | 1 | 1 | 1 | 0 | -1 | -1 | -2 | 0 | -2 | -2 | -2 | -2 | -2 | -2 | -2 | -2 | -2 | -2 | -2 | -2 | -2 | -2 | -2 | -2 | -2 | 0 | 0 | -2 | -2 | 0 | -2 | 0 | -1 | 1 | 0 | 0 | 0 | -2 | -2 | -2 | 0 | 0 | -2 | 0 | -2 | -2 | 0 | -2 | 0 | 0 | 0 | 0 | 0 | 0 | 2 | -2 | 0 | 0 | 0 | 0 | 0 | -2 | 0 | 0 | 0 | 0 | 0 | -2 | 0 | -2 | -2 | -2 | 0 | -2 | -2 | 1 | -1 | -2 | -2 |  | -2
Power Electronics | NB120SU |  | SCE/PGE | DC | 120 | 2022-10-17 | 2022-10-17 | Network Capable | NA | 1x CCS1 connector or 1x CHAdeMO connector. | 1x CCS1 connector or 1x CHAdeMO connector. | -2 | 2 | -2 | -2 | -2 | -2 | 1 | 1 | 0 | 0 | -2 | -2 | -2 | 1 | -2 | 0 | 0 | 0 | -1 | 2 | 1 | -2 | 0 | 1 | 1 | 1 | 1 | 0 | 0 | 0 | 0 | 1 | 0 | -1 | -1 | -1 | 1 | 1 | 1 | 0 | -1 | -1 | -2 | 0 | -2 | -2 | -2 | -2 | -2 | -2 | -2 | -2 | -2 | -2 | -2 | -2 | -2 | -2 | -2 | -2 | -2 | 0 | 0 | -2 | -2 | 0 | -2 | 0 | -1 | 1 | 0 | 0 | 0 | -2 | -2 | -2 | 0 | 0 | -2 | 0 | -2 | -2 | 0 | -2 | 0 | 0 | 0 | 0 | 0 | 0 | 2 | -2 | 0 | 0 | 0 | 0 | 0 | -2 | 0 | 0 | 0 | 0 | 0 | -2 | 0 | -2 | -2 | -2 | 0 | -2 | -2 | 1 | -1 | -2 | -2 |  | -2
Power Electronics | NB1500U |  | SCE | DC | 150 | 2024-07-01 | 2024-07-01 | Network Capable | NA | 1x CCS1 connector or 1x CHAdeMO connector. | 1x CCS1 connector or 1x CHAdeMO connector. | -2 | 2 | -2 | -2 | -2 | -2 | 1 | 1 | 0 | 0 | -2 | -2 | -2 | 1 | -2 | 0 | 0 | 0 | -1 | 2 | 1 | -2 | 0 | 1 | 1 | 1 | 1 | 0 | 0 | 0 | 0 | 1 | 0 | -1 | -1 | -1 | 1 | 1 | 1 | 0 | -1 | -1 | -2 | 0 | -2 | -2 | -2 | -2 | -2 | -2 | -2 | -2 | -2 | -2 | -2 | -2 | -2 | -2 | -2 | -2 | -2 | 0 | 0 | -2 | -2 | 0 | -2 | 0 | -1 | 1 | 0 | 0 | 0 | -2 | -2 | -2 | 0 | 0 | -2 | 0 | -2 | -2 | 0 | -2 | 0 | 0 | 0 | 0 | 0 | 0 | 2 | -2 | 0 | 0 | 0 | 0 | 0 | -2 | 0 | 0 | 0 | 0 | 0 | -2 | 0 | -2 | -2 | -2 | 0 | -2 | -2 | 1 | -1 | -2 | -2 |  | -2
Power Electronics | NB150SU |  | SCE/PGE | DC | 150 | 2022-10-17 | 2022-10-17 | Network Capable | NA | 1x CCS1 connector or 1x CHAdeMO connector. | 1x CCS1 connector or 1x CHAdeMO connector. | -2 | 2 | -2 | -2 | -2 | -2 | 1 | 1 | 0 | 0 | -2 | -2 | -2 | 1 | -2 | 0 | 0 | 0 | -1 | 2 | 1 | -2 | 0 | 1 | 1 | 1 | 1 | 0 | 0 | 0 | 0 | 1 | 0 | -1 | -1 | -1 | 1 | 1 | 1 | 0 | -1 | -1 | -2 | 0 | -2 | -2 | -2 | -2 | -2 | -2 | -2 | -2 | -2 | -2 | -2 | -2 | -2 | -2 | -2 | -2 | -2 | 0 | 0 | -2 | -2 | 0 | -2 | 0 | -1 | 1 | 0 | 0 | 0 | -2 | -2 | -2 | 0 | 0 | -2 | 0 | -2 | -2 | 0 | -2 | 0 | 0 | 0 | 0 | 0 | 0 | 2 | -2 | 0 | 0 | 0 | 0 | 0 | -2 | 0 | 0 | 0 | 0 | 0 | -2 | 0 | -2 | -2 | -2 | 0 | -2 | -2 | 1 | -1 | -2 | -2 |  | -2
Power Electronics | NB1800U |  | SCE | DC | 180 | 2024-07-01 | 2024-07-01 | Network Capable | NA | 1x CCS1 connector or 1x CHAdeMO connector. | 1x CCS1 connector or 1x CHAdeMO connector. | -2 | 2 | -2 | -2 | -2 | -2 | 1 | 1 | 0 | 0 | -2 | -2 | -2 | 1 | -2 | 0 | 0 | 0 | -1 | 2 | 1 | -2 | 0 | 1 | 1 | 1 | 1 | 0 | 0 | 0 | 0 | 1 | 0 | -1 | -1 | -1 | 1 | 1 | 1 | 0 | -1 | -1 | -2 | 0 | -2 | -2 | -2 | -2 | -2 | -2 | -2 | -2 | -2 | -2 | -2 | -2 | -2 | -2 | -2 | -2 | -2 | 0 | 0 | -2 | -2 | 0 | -2 | 0 | -1 | 1 | 0 | 0 | 0 | -2 | -2 | -2 | 0 | 0 | -2 | 0 | -2 | -2 | 0 | -2 | 0 | 0 | 0 | 0 | 0 | 0 | 2 | -2 | 0 | 0 | 0 | 0 | 0 | -2 | 0 | 0 | 0 | 0 | 0 | -2 | 0 | -2 | -2 | -2 | 0 | -2 | -2 | 1 | -1 | -2 | -2 |  | -2
Power Electronics | NB180SU |  | SCE/PGE | DC | 180 | 2022-10-17 | 2022-10-17 | Network Capable | NA | 1x CCS1 connector or 1x CHAdeMO connector. | 1x CCS1 connector or 1x CHAdeMO connector. | -2 | 2 | -2 | -2 | -2 | -2 | 1 | 1 | 0 | 0 | -2 | -2 | -2 | 1 | -2 | 0 | 0 | 0 | -1 | 2 | 1 | -2 | 0 | 1 | 1 | 1 | 1 | 0 | 0 | 0 | 0 | 1 | 0 | -1 | -1 | -1 | 1 | 1 | 1 | 0 | -1 | -1 | -2 | 0 | -2 | -2 | -2 | -2 | -2 | -2 | -2 | -2 | -2 | -2 | -2 | -2 | -2 | -2 | -2 | -2 | -2 | 0 | 0 | -2 | -2 | 0 | -2 | 0 | -1 | 1 | 0 | 0 | 0 | -2 | -2 | -2 | 0 | 0 | -2 | 0 | -2 | -2 | 0 | -2 | 0 | 0 | 0 | 0 | 0 | 0 | 2 | -2 | 0 | 0 | 0 | 0 | 0 | -2 | 0 | 0 | 0 | 0 | 0 | -2 | 0 | -2 | -2 | -2 | 0 | -2 | -2 | 1 | -1 | -2 | -2 |  | -2
Power Electronics | NB2100U |  | SCE | DC | 210 | 2024-07-01 | 2024-07-01 | Network Capable | NA | 1x CCS1 connector or 1x CHAdeMO connector. | 1x CCS1 connector or 1x CHAdeMO connector. | -2 | 2 | -2 | -2 | -2 | -2 | 1 | 1 | 0 | 0 | -2 | -2 | -2 | 1 | -2 | 0 | 0 | 0 | -1 | 2 | 1 | -2 | 0 | 1 | 1 | 1 | 1 | 0 | 0 | 0 | 0 | 1 | 0 | -1 | -1 | -1 | 1 | 1 | 1 | 0 | -1 | -1 | -2 | 0 | -2 | -2 | -2 | -2 | -2 | -2 | -2 | -2 | -2 | -2 | -2 | -2 | -2 | -2 | -2 | -2 | -2 | 0 | 0 | -2 | -2 | 0 | -2 | 0 | -1 | 1 | 0 | 0 | 0 | -2 | -2 | -2 | 0 | 0 | -2 | 0 | -2 | -2 | 0 | -2 | 0 | 0 | 0 | 0 | 0 | 0 | 2 | -2 | 0 | 0 | 0 | 0 | 0 | -2 | 0 | 0 | 0 | 0 | 0 | -2 | 0 | -2 | -2 | -2 | 0 | -2 | -2 | 1 | -1 | -2 | -2 |  | -2
Power Electronics | NB210SU |  | SCE/PGE | DC | 210 | 2022-10-17 | 2022-10-17 | Network Capable | NA | 1x CCS1 connector or 1x CHAdeMO connector. | 1x CCS1 connector or 1x CHAdeMO connector. | -2 | 2 | -2 | -2 | -2 | -2 | 1 | 1 | 0 | 0 | -2 | -2 | -2 | 1 | -2 | 0 | 0 | 0 | -1 | 2 | 1 | -2 | 0 | 1 | 1 | 1 | 1 | 0 | 0 | 0 | 0 | 1 | 0 | -1 | -1 | -1 | 1 | 1 | 1 | 0 | -1 | -1 | -2 | 0 | -2 | -2 | -2 | -2 | -2 | -2 | -2 | -2 | -2 | -2 | -2 | -2 | -2 | -2 | -2 | -2 | -2 | 0 | 0 | -2 | -2 | 0 | -2 | 0 | -1 | 1 | 0 | 0 | 0 | -2 | -2 | -2 | 0 | 0 | -2 | 0 | -2 | -2 | 0 | -2 | 0 | 0 | 0 | 0 | 0 | 0 | 2 | -2 | 0 | 0 | 0 | 0 | 0 | -2 | 0 | 0 | 0 | 0 | 0 | -2 | 0 | -2 | -2 | -2 | 0 | -2 | -2 | 1 | -1 | -2 | -2 |  | -2
Power Electronics | NB2400U |  | SCE | DC | 240 | 2024-07-01 | 2024-07-01 | Network Capable | NA | 1x CCS1 connector or 1x CHAdeMO connector. | 1x CCS1 connector or 1x CHAdeMO connector. | -2 | 2 | -2 | -2 | -2 | -2 | 1 | 1 | 0 | 0 | -2 | -2 | -2 | 1 | -2 | 0 | 0 | 0 | -1 | 2 | 1 | -2 | 0 | 1 | 1 | 1 | 1 | 0 | 0 | 0 | 0 | 1 | 0 | -1 | -1 | -1 | 1 | 1 | 1 | 0 | -1 | -1 | -2 | 0 | -2 | -2 | -2 | -2 | -2 | -2 | -2 | -2 | -2 | -2 | -2 | -2 | -2 | -2 | -2 | -2 | -2 | 0 | 0 | -2 | -2 | 0 | -2 | 0 | -1 | 1 | 0 | 0 | 0 | -2 | -2 | -2 | 0 | 0 | -2 | 0 | -2 | -2 | 0 | -2 | 0 | 0 | 0 | 0 | 0 | 0 | 2 | -2 | 0 | 0 | 0 | 0 | 0 | -2 | 0 | 0 | 0 | 0 | 0 | -2 | 0 | -2 | -2 | -2 | 0 | -2 | -2 | 1 | -1 | -2 | -2 |  | -2
Power Electronics | NB240SU |  | SCE/PGE | DC | 240 | 2022-10-17 | 2022-10-17 | Network Capable | NA | 1x CCS1 connector or 1x CHAdeMO connector. | 1x CCS1 connector or 1x CHAdeMO connector. | -2 | 2 | -2 | -2 | -2 | -2 | 1 | 1 | 0 | 0 | -2 | -2 | -2 | 1 | -2 | 0 | 0 | 0 | 2 | 2 | 1 | -2 | 0 | 1 | 1 | 1 | 1 | 0 | 0 | 0 | 0 | 1 | 0 | -1 | -1 | -1 | 1 | 1 | 1 | 0 | -1 | -1 | -2 | 0 | -2 | -2 | -2 | -2 | -2 | -2 | -2 | -2 | -2 | -2 | -2 | -2 | -2 | -2 | -2 | -2 | -2 | 0 | 0 | -2 | -2 | 0 | -2 | 0 | -1 | 1 | 0 | 0 | 0 | -2 | -2 | -2 | 0 | 0 | -2 | 0 | -2 | -2 | 0 | -2 | 0 | 0 | 0 | 0 | 0 | 0 | 2 | -2 | 0 | 0 | 0 | 0 | 0 | -2 | 0 | 0 | 0 | 0 | 0 | -2 | 0 | -2 | -2 | -2 | 0 | -2 | -2 | 1 | -1 | -2 | -2 |  | -2
Power Electronics | NB240U | NB400 | EPRI | DC | 240 | 2025-08-26 | 2025-08-26 | Network Capable |  | Dual port. | Dual port. | -2 | 2 | -2 | -2 | -2 | -2 | 1 | -1 | 1 | -1 | -2 | -2 | -2 | 1 | -2 | -1 | -1 | -1 | -1 | 2 | 1 | -2 | 1 | 1 | 1 | 1 | 1 | 1 | 1 | 1 | 1 | 1 | 1 | -1 | -1 | -1 | 1 | 1 | 1 | -1 | -1 | -1 | -2 | -1 | -2 | -2 | -2 | -2 | -2 | -2 | -2 | -2 | -2 | -2 | -2 | -2 | -2 | -2 | -2 | -2 | -2 | 1 | -2 | -2 | -2 | 1 | -2 | -2 | -2 | 1 | 1 | 1 | 1 | -2 | -2 | -2 | 1 | -2 | -2 | 1 | 1 | -2 | 1 | -2 | 1 | 1 | 1 | 1 | 1 | 1 | 2 | -2 | 1 | 1 | 1 | 1 | -1 | -1 | 1 | 1 | 1 | 1 | 1 | -2 | 1 | -1 | -1 | -1 | 0 | -2 | -2 | 1 | -1 | -2 | -2 |  | -2
Power Electronics | NB320U | NB400 | EPRI | DC | 320 | 2025-08-26 | 2025-08-26 | Network Capable |  | Dual port. | Dual port. | -2 | 2 | -2 | -2 | -2 | -2 | 1 | -1 | 1 | -1 | -2 | -2 | -2 | 1 | -2 | -1 | -1 | -1 | -1 | -1 | 1 | -2 | 1 | 1 | 1 | 1 | 1 | 1 | 1 | 1 | 1 | 1 | 1 | -1 | -1 | -1 | 1 | 1 | 1 | -1 | -1 | -1 | -2 | -1 | -2 | -2 | -2 | -2 | -2 | -2 | -2 | -2 | -2 | -2 | -2 | -2 | -2 | -2 | -2 | -2 | -2 | 1 | -2 | -2 | -2 | 1 | -2 | -2 | -2 | 1 | 1 | 1 | 1 | -2 | -2 | -2 | 1 | -2 | -2 | 1 | 1 | -2 | 1 | -2 | 1 | 1 | 1 | 1 | 1 | 1 | 2 | -2 | 1 | 1 | 1 | 1 | -1 | -1 | 1 | 1 | 1 | 1 | 1 | -2 | 1 | -1 | -1 | -1 | 0 | -2 | -2 | 1 | -1 | -2 | -2 |  | -2
Power Electronics | NB400U | NB400 | EPRI | DC | 400 | 2025-08-26 | 2025-08-26 | Network Capable |  | Dual port. | Dual port. | -2 | 2 | -2 | -2 | -2 | -2 | 1 | -1 | 1 | -1 | -2 | -2 | -2 | 1 | -2 | -1 | -1 | -1 | -1 | -1 | 1 | -2 | 1 | 1 | 1 | 1 | 1 | 1 | 1 | 1 | 1 | 1 | 1 | -1 | -1 | -1 | 1 | 1 | 1 | -1 | -1 | -1 | -2 | -1 | -2 | -2 | -2 | -2 | -2 | -2 | -2 | -2 | -2 | -2 | -2 | -2 | -2 | -2 | -2 | -2 | -2 | 1 | -2 | -2 | -2 | 1 | -2 | -2 | -2 | 1 | 1 | 1 | 1 | -2 | -2 | -2 | 1 | -2 | -2 | 1 | 1 | -2 | 1 | -2 | 1 | 1 | 1 | 1 | 1 | 1 | 2 | -2 | 1 | 1 | 1 | 1 | -1 | -1 | 1 | 1 | 1 | 1 | 1 | -2 | 1 | -1 | -1 | -1 | 0 | -2 | -2 | 1 | -1 | -2 | -2 |  | -2
Power Electronics | NBI01100U |  | EPRI | DC V2G | 110 | 2024-07-01 | 2024-07-01 | Network Capable | NA | Single or dual port | Power Cabinet. Vetted dispenser is NBDI200U, NBDI300U. Available with 1 or 2 CSS-1 or CHAdeMO connectors. | -2 | 2 | -2 | -2 | -2 | -2 | 1 | 1 | 0 | 0 | -2 | -2 | -2 | -1 | -2 | 2 | -2 | -1 | -1 | -1 | 1 | -2 | 1 | -1 | 1 | 1 | 1 | 0 | 0 | 0 | 0 | 1 | 1 | -1 | -1 | -1 | 1 | 1 | 1 | -1 | -1 | -1 | -2 | -1 | -2 | -2 | -2 | -2 | -2 | -2 | -2 | -2 | -2 | -2 | -2 | -2 | -2 | -2 | -2 | -2 | -2 | 1 | -1 | -2 | -2 | -1 | -2 | -1 | -1 | 1 | -1 | 0 | 0 | -2 | -2 | -2 | 0 | 0 | -2 | -1 | -1 | -2 | -1 | -2 | -1 | -1 | -1 | -1 | -1 | -1 | 2 | -2 | -1 | -1 | -1 | -1 | -1 | -2 | -1 | -1 | -1 | -1 | -1 | -2 | -1 | -2 | -2 | -2 | 0 | -2 | -2 | 1 | -1 | -2 | -2 |  | -2
Power Electronics | NBI0110SU |  | EPRI | DC V2G | 110 | 2024-07-01 | 2024-07-01 | Network Capable | NA | Single or dual port | Power Cabinet. Vetted dispenser is NBDI200U, NBDI300U. Available with 1 or 2 CSS-1 or CHAdeMO connectors. | -2 | 2 | -2 | -2 | -2 | -2 | 1 | 1 | 0 | 0 | -2 | -2 | -2 | -1 | -2 | 2 | -2 | -1 | -1 | -1 | 1 | -2 | 1 | -1 | 1 | 1 | 1 | 0 | 0 | 0 | 0 | 1 | 1 | -1 | -1 | -1 | 1 | 1 | 1 | -1 | -1 | -1 | -2 | -1 | -2 | -2 | -2 | -2 | -2 | -2 | -2 | -2 | -2 | -2 | -2 | -2 | -2 | -2 | -2 | -2 | -2 | 1 | -1 | -2 | -2 | -1 | -2 | -1 | -1 | 1 | -1 | 0 | 0 | -2 | -2 | -2 | 0 | 0 | -2 | -1 | -1 | -2 | -1 | -2 | -1 | -1 | -1 | -1 | -1 | -1 | 2 | -2 | -1 | -1 | -1 | -1 | -1 | -2 | -1 | -1 | -1 | -1 | -1 | -2 | -1 | -2 | -2 | -2 | 0 | -2 | -2 | 1 | -1 | -2 | -2 |  | -2
Power Electronics | NBI01300U |  | EPRI | DC V2G | 135 | 2024-07-01 | 2024-07-01 | Network Capable | NA | Single or dual port | Power Cabinet. Vetted dispenser is NBDI200U, NBDI300U. Available with 1 or 2 CSS-1 or CHAdeMO connectors. | -2 | 2 | -2 | -2 | -2 | -2 | 1 | 1 | 0 | 0 | -2 | -2 | -2 | -1 | -2 | 2 | -2 | -1 | -1 | -1 | 1 | -2 | 1 | -1 | 1 | 1 | 1 | 0 | 0 | 0 | 0 | 1 | 1 | -1 | -1 | -1 | 1 | 1 | 1 | -1 | -1 | -1 | -2 | -1 | -2 | -2 | -2 | -2 | -2 | -2 | -2 | -2 | -2 | -2 | -2 | -2 | -2 | -2 | -2 | -2 | -2 | 1 | -1 | -2 | -2 | -1 | -2 | -1 | -1 | 1 | -1 | 0 | 0 | -2 | -2 | -2 | 0 | 0 | -2 | -1 | -1 | -2 | -1 | -2 | -1 | -1 | -1 | -1 | -1 | -1 | 2 | -2 | -1 | -1 | -1 | -1 | -1 | -2 | -1 | -1 | -1 | -1 | -1 | -2 | -1 | -2 | -2 | -2 | 0 | -2 | -2 | 1 | -1 | -2 | -2 |  | -2
Power Electronics | NBI0130SU |  | EPRI | DC V2G | 135 | 2024-07-01 | 2024-07-01 | Network Capable | NA | Single or dual port | Power Cabinet. Vetted dispenser is NBDI200U, NBDI300U. Available with 1 or 2 CSS-1 or CHAdeMO connectors. | -2 | 2 | -2 | -2 | -2 | -2 | 1 | 1 | 0 | 0 | -2 | -2 | -2 | -1 | -2 | 2 | -2 | -1 | -1 | -1 | 1 | -2 | 1 | -1 | 1 | 1 | 1 | 0 | 0 | 0 | 0 | 1 | 1 | -1 | -1 | -1 | 1 | 1 | 1 | -1 | -1 | -1 | -2 | -1 | -2 | -2 | -2 | -2 | -2 | -2 | -2 | -2 | -2 | -2 | -2 | -2 | -2 | -2 | -2 | -2 | -2 | 1 | -1 | -2 | -2 | -1 | -2 | -1 | -1 | 1 | -1 | 0 | 0 | -2 | -2 | -2 | 0 | 0 | -2 | -1 | -1 | -2 | -1 | -2 | -1 | -1 | -1 | -1 | -1 | -1 | 2 | -2 | -1 | -1 | -1 | -1 | -1 | -2 | -1 | -1 | -1 | -1 | -1 | -2 | -1 | -2 | -2 | -2 | 0 | -2 | -2 | 1 | -1 | -2 | -2 |  | -2
Power Electronics | NBI0400U |  | EPRI | DC V2G | 40 | 2024-07-01 | 2024-07-01 | Network Capable | NA | Single or dual port | Power Cabinet. Vetted dispenser is NBDI200U, NBDI300U. Available with 1 or 2 CSS-1 or CHAdeMO connectors. | -2 | 2 | -2 | -2 | -2 | -2 | 1 | 1 | 0 | 0 | -2 | -2 | -2 | -1 | -2 | 2 | -2 | -1 | -1 | -1 | 1 | -2 | 1 | -1 | 1 | 1 | 1 | 0 | 0 | 0 | 0 | 1 | 1 | -1 | -1 | -1 | 1 | 1 | 1 | -1 | -1 | -1 | -2 | -1 | -2 | -2 | -2 | -2 | -2 | -2 | -2 | -2 | -2 | -2 | -2 | -2 | -2 | -2 | -2 | -2 | -2 | 1 | -1 | -2 | -2 | -1 | -2 | -1 | -1 | 1 | -1 | 0 | 0 | -2 | -2 | -2 | 0 | 0 | -2 | -1 | -1 | -2 | -1 | -2 | -1 | -1 | -1 | -1 | -1 | -1 | 2 | -2 | -1 | -1 | -1 | -1 | -1 | -2 | -1 | -1 | -1 | -1 | -1 | -2 | -1 | -2 | -2 | -2 | 0 | -2 | -2 | 1 | -1 | -2 | -2 |  | -2
Power Electronics | NBI040SU |  | EPRI | DC V2G | 40 | 2024-07-01 | 2024-07-01 | Network Capable | NA | Single or dual port | Power Cabinet. Vetted dispenser is NBDI200U, NBDI300U. Available with 1 or 2 CSS-1 or CHAdeMO connectors. | -2 | 2 | -2 | -2 | -2 | -2 | 1 | 1 | 0 | 0 | -2 | -2 | -2 | -1 | -2 | 2 | -2 | -1 | -1 | -1 | 1 | -2 | 1 | -1 | 1 | 1 | 1 | 0 | 0 | 0 | 0 | 1 | 1 | -1 | -1 | -1 | 1 | 1 | 1 | -1 | -1 | -1 | -2 | -1 | -2 | -2 | -2 | -2 | -2 | -2 | -2 | -2 | -2 | -2 | -2 | -2 | -2 | -2 | -2 | -2 | -2 | 1 | -1 | -2 | -2 | -1 | -2 | -1 | -1 | 1 | -1 | 0 | 0 | -2 | -2 | -2 | 0 | 0 | -2 | -1 | -1 | -2 | -1 | -2 | -1 | -1 | -1 | -1 | -1 | -1 | 2 | -2 | -1 | -1 | -1 | -1 | -1 | -2 | -1 | -1 | -1 | -1 | -1 | -2 | -1 | -2 | -2 | -2 | 0 | -2 | -2 | 1 | -1 | -2 | -2 |  | -2
Power Electronics | NBi0600U |  | SCE | DC | 60 | 2024-07-01 | 2024-07-01 | Network Capable | NA | Single Port | Power Cabinet. Vetted dispensers are NBDI2000U,NBDI3000U. 1x CCS1 connector or 1x CHAdeMO connector. | -2 | 2 | -2 | -2 | -2 | -2 | 1 | 1 | 0 | 0 | -2 | -2 | -2 | 1 | -2 | 0 | 0 | 0 | -1 | -1 | 1 | -2 | 0 | 1 | 1 | 1 | 1 | 0 | 0 | 0 | 0 | 1 | 0 | -1 | -1 | -1 | 1 | 1 | 1 | 0 | -1 | -1 | -2 | 0 | -2 | -2 | -2 | -2 | -2 | -2 | -2 | -2 | -2 | -2 | -2 | -2 | -2 | -2 | -2 | -2 | -2 | 0 | 0 | -2 | -2 | 0 | -2 | 0 | -1 | 1 | 0 | 0 | 0 | -2 | -2 | -2 | 0 | 0 | -2 | 0 | -2 | -2 | 0 | -2 | 0 | 0 | 0 | 0 | 0 | 0 | 2 | -2 | 0 | 0 | 0 | 0 | 0 | -2 | 0 | 0 | 0 | 0 | 0 | -2 | 0 | -2 | -2 | -2 | 0 | -2 | -2 | 1 | -1 | -2 | -2 |  | -2
Power Electronics | NBi060SU |  | SCE/PGE | DC | 60 | 2022-10-17 | 2022-10-17 | Network Capable | NA |  | Power Cabinet. Vetted dispensers are NBDI2000U,NBDI3000U. 1x CCS1 connector or 1x CHAdeMO connector. | -2 | 2 | -2 | -2 | -2 | -2 | 1 | 1 | 0 | 0 | -2 | -2 | -2 | 1 | -2 | 0 | 0 | 0 | -1 | -1 | 1 | -2 | 0 | 1 | 1 | 1 | 1 | 0 | 0 | 0 | 0 | 1 | 0 | -1 | -1 | -1 | 1 | 1 | 1 | 0 | -1 | -1 | -2 | 0 | -2 | -2 | -2 | -2 | -2 | -2 | -2 | -2 | -2 | -2 | -2 | -2 | -2 | -2 | -2 | -2 | -2 | 0 | 0 | -2 | -2 | 0 | -2 | 0 | -1 | 1 | 0 | 0 | 0 | -2 | -2 | -2 | 0 | 0 | -2 | 0 | -2 | -2 | 0 | -2 | 0 | 0 | 0 | 0 | 0 | 0 | 2 | -2 | 0 | 0 | 0 | 0 | 0 | -2 | 0 | 0 | 0 | 0 | 0 | -2 | 0 | -2 | -2 | -2 | 0 | -2 | -2 | 1 | -1 | -2 | -2 |  | -2
Power Electronics | NBI0650U |  | EPRI | DC V2G | 65 | 2024-07-01 | 2024-07-01 | Network Capable | NA | Single or dual port | Power Cabinet. Vetted dispenser is NBDI200U, NBDI300U. Available with 1 or 2 CSS-1 or CHAdeMO connectors. | -2 | 2 | -2 | -2 | -2 | -2 | 1 | 1 | 0 | 0 | -2 | -2 | -2 | -1 | -2 | 2 | -2 | -1 | -1 | -1 | 1 | -2 | 1 | -1 | 1 | 1 | 1 | 0 | 0 | 0 | 0 | 1 | 1 | -1 | -1 | -1 | 1 | 1 | 1 | -1 | -1 | -1 | -2 | -1 | -2 | -2 | -2 | -2 | -2 | -2 | -2 | -2 | -2 | -2 | -2 | -2 | -2 | -2 | -2 | -2 | -2 | 1 | -1 | -2 | -2 | -1 | -2 | -1 | -1 | 1 | -1 | 0 | 0 | -2 | -2 | -2 | 0 | 0 | -2 | -1 | -1 | -2 | -1 | -2 | -1 | -1 | -1 | -1 | -1 | -1 | 2 | -2 | -1 | -1 | -1 | -1 | -1 | -2 | -1 | -1 | -1 | -1 | -1 | -2 | -1 | -2 | -2 | -2 | 0 | -2 | -2 | 1 | -1 | -2 | -2 |  | -2
Power Electronics | NBI065SU |  | EPRI | DC V2G | 65 | 2024-07-01 | 2024-07-01 | Network Capable | NA | Single or dual port | Power Cabinet. Vetted dispenser is NBDI200U, NBDI300U. Available with 1 or 2 CSS-1 or CHAdeMO connectors. | -2 | 2 | -2 | -2 | -2 | -2 | 1 | 1 | 0 | 0 | -2 | -2 | -2 | -1 | -2 | 2 | -2 | -1 | -1 | -1 | 1 | -2 | 1 | -1 | 1 | 1 | 1 | 0 | 0 | 0 | 0 | 1 | 1 | -1 | -1 | -1 | 1 | 1 | 1 | -1 | -1 | -1 | -2 | -1 | -2 | -2 | -2 | -2 | -2 | -2 | -2 | -2 | -2 | -2 | -2 | -2 | -2 | -2 | -2 | -2 | -2 | 1 | -1 | -2 | -2 | -1 | -2 | -1 | -1 | 1 | -1 | 0 | 0 | -2 | -2 | -2 | 0 | 0 | -2 | -1 | -1 | -2 | -1 | -2 | -1 | -1 | -1 | -1 | -1 | -1 | 2 | -2 | -1 | -1 | -1 | -1 | -1 | -2 | -1 | -1 | -1 | -1 | -1 | -2 | -1 | -2 | -2 | -2 | 0 | -2 | -2 | 1 | -1 | -2 | -2 |  | -2
Power Electronics | NBI0850SU |  | EPRI | DC V2G | 85 | 2024-07-01 | 2024-07-01 | Network Capable | NA | Single or dual port | Power Cabinet. Vetted dispenser is NBDI200U, NBDI300U. Available with 1 or 2 CSS-1 or CHAdeMO connectors. | -2 | 2 | -2 | -2 | -2 | -2 | 1 | 1 | 0 | 0 | -2 | -2 | -2 | -1 | -2 | 2 | -2 | -1 | -1 | -1 | 1 | -2 | 1 | -1 | 1 | 1 | 1 | 0 | 0 | 0 | 0 | 1 | 1 | -1 | -1 | -1 | 1 | 1 | 1 | -1 | -1 | -1 | -2 | -1 | -2 | -2 | -2 | -2 | -2 | -2 | -2 | -2 | -2 | -2 | -2 | -2 | -2 | -2 | -2 | -2 | -2 | 1 | -1 | -2 | -2 | -1 | -2 | -1 | -1 | 1 | -1 | 0 | 0 | -2 | -2 | -2 | 0 | 0 | -2 | -1 | -1 | -2 | -1 | -2 | -1 | -1 | -1 | -1 | -1 | -1 | 2 | -2 | -1 | -1 | -1 | -1 | -1 | -2 | -1 | -1 | -1 | -1 | -1 | -2 | -1 | -2 | -2 | -2 | 0 | -2 | -2 | 1 | -1 | -2 | -2 |  | -2
Power Electronics | NBI0850U |  | EPRI | DC V2G | 85 | 2024-07-01 | 2024-07-01 | Network Capable | NA | Single or dual port | Power Cabinet. Vetted dispenser is NBDI200U, NBDI300U. Available with 1 or 2 CSS-1 or CHAdeMO connectors. | -2 | 2 | -2 | -2 | -2 | -2 | 1 | 1 | 0 | 0 | -2 | -2 | -2 | -1 | -2 | 2 | -2 | -1 | -1 | -1 | 1 | -2 | 1 | -1 | 1 | 1 | 1 | 0 | 0 | 0 | 0 | 1 | 1 | -1 | -1 | -1 | 1 | 1 | 1 | -1 | -1 | -1 | -2 | -1 | -2 | -2 | -2 | -2 | -2 | -2 | -2 | -2 | -2 | -2 | -2 | -2 | -2 | -2 | -2 | -2 | -2 | 1 | -1 | -2 | -2 | -1 | -2 | -1 | -1 | 1 | -1 | 0 | 0 | -2 | -2 | -2 | 0 | 0 | -2 | -1 | -1 | -2 | -1 | -2 | -1 | -1 | -1 | -1 | -1 | -1 | 2 | -2 | -1 | -1 | -1 | -1 | -1 | -2 | -1 | -1 | -1 | -1 | -1 | -2 | -1 | -2 | -2 | -2 | 0 | -2 | -2 | 1 | -1 | -2 | -2 |  | -2
Power Electronics | NBi0900U |  | SCE | DC | 90 | 2024-07-01 | 2024-07-01 | Network Capable | NA | Single Port | Power Cabinet. Vetted dispensers are NBDI2000U,NBDI3000U. 1x CCS1 connector or 1x CHAdeMO connector. | -2 | 2 | -2 | -2 | -2 | -2 | 1 | 1 | 0 | 0 | -2 | -2 | -2 | 1 | -2 | 0 | 0 | 0 | -1 | -1 | 1 | -2 | 0 | 1 | 1 | 1 | 1 | 0 | 0 | 0 | 0 | 1 | 0 | -1 | -1 | -1 | 1 | 1 | 1 | 0 | -1 | -1 | -2 | 0 | -2 | -2 | -2 | -2 | -2 | -2 | -2 | -2 | -2 | -2 | -2 | -2 | -2 | -2 | -2 | -2 | -2 | 0 | 0 | -2 | -2 | 0 | -2 | 0 | -1 | 1 | 0 | 0 | 0 | -2 | -2 | -2 | 0 | 0 | -2 | 0 | -2 | -2 | 0 | -2 | 0 | 0 | 0 | 0 | 0 | 0 | 2 | -2 | 0 | 0 | 0 | 0 | 0 | -2 | 0 | 0 | 0 | 0 | 0 | -2 | 0 | -2 | -2 | -2 | 0 | -2 | -2 | 1 | -1 | -2 | -2 |  | -2
Power Electronics | NBi090SU |  | SCE/PGE | DC | 90 | 2022-10-17 | 2022-10-17 | Network Capable | NA | Single Port | Power Cabinet. Vetted dispensers are NBDI2000U,NBDI3000U. 1x CCS1 connector or 1x CHAdeMO connector. | -2 | 2 | -2 | -2 | -2 | -2 | 1 | 1 | 0 | 0 | -2 | -2 | -2 | 1 | -2 | 0 | 0 | 0 | -1 | -1 | 1 | -2 | 0 | 1 | 1 | 1 | 1 | 0 | 0 | 0 | 0 | 1 | 0 | -1 | -1 | -1 | 1 | 1 | 1 | 0 | -1 | -1 | -2 | 0 | -2 | -2 | -2 | -2 | -2 | -2 | -2 | -2 | -2 | -2 | -2 | -2 | -2 | -2 | -2 | -2 | -2 | 0 | 0 | -2 | -2 | 0 | -2 | 0 | -1 | 1 | 0 | 0 | 0 | -2 | -2 | -2 | 0 | 0 | -2 | 0 | -2 | -2 | 0 | -2 | 0 | 0 | 0 | 0 | 0 | 0 | 2 | -2 | 0 | 0 | 0 | 0 | 0 | -2 | 0 | 0 | 0 | 0 | 0 | -2 | 0 | -2 | -2 | -2 | 0 | -2 | -2 | 1 | -1 | -2 | -2 |  | -2
Power Electronics | NBi1200U |  | SCE | DC | 120 | 2024-07-01 | 2024-07-01 | Network Capable | NA | Single Port | Power Cabinet. Vetted dispensers are NBDI2000U,NBDI3000U. 1x CCS1 connector or 1x CHAdeMO connector. | -2 | 2 | -2 | -2 | -2 | -2 | 1 | 1 | 0 | 0 | -2 | -2 | -2 | 1 | -2 | 0 | 0 | 0 | -1 | -1 | 1 | -2 | 0 | 1 | 1 | 1 | 1 | 0 | 0 | 0 | 0 | 1 | 0 | -1 | -1 | -1 | 1 | 1 | 1 | 0 | -1 | -1 | -2 | 0 | -2 | -2 | -2 | -2 | -2 | -2 | -2 | -2 | -2 | -2 | -2 | -2 | -2 | -2 | -2 | -2 | -2 | 0 | 0 | -2 | -2 | 0 | -2 | 0 | -1 | 1 | 0 | 0 | 0 | -2 | -2 | -2 | 0 | 0 | -2 | 0 | -2 | -2 | 0 | -2 | 0 | 0 | 0 | 0 | 0 | 0 | 2 | -2 | 0 | 0 | 0 | 0 | 0 | -2 | 0 | 0 | 0 | 0 | 0 | -2 | 0 | -2 | -2 | -2 | 0 | -2 | -2 | 1 | -1 | -2 | -2 |  | -2
Power Electronics | NBi120SU |  | SCE/PGE | DC | 120 | 2022-10-17 | 2022-10-17 | Network Capable | NA | Single Port | Power Cabinet. Vetted dispensers are NBDI2000U,NBDI3000U. 1x CCS1 connector or 1x CHAdeMO connector. | -2 | 2 | -2 | -2 | -2 | -2 | 1 | 1 | 0 | 0 | -2 | -2 | -2 | 1 | -2 | 0 | 0 | 0 | -1 | -1 | 1 | -2 | 0 | 1 | 1 | 1 | 1 | 0 | 0 | 0 | 0 | 1 | 0 | -1 | -1 | -1 | 1 | 1 | 1 | 0 | -1 | -1 | -2 | 0 | -2 | -2 | -2 | -2 | -2 | -2 | -2 | -2 | -2 | -2 | -2 | -2 | -2 | -2 | -2 | -2 | -2 | 0 | 0 | -2 | -2 | 0 | -2 | 0 | -1 | 1 | 0 | 0 | 0 | -2 | -2 | -2 | 0 | 0 | -2 | 0 | -2 | -2 | 0 | -2 | 0 | 0 | 0 | 0 | 0 | 0 | 2 | -2 | 0 | 0 | 0 | 0 | 0 | -2 | 0 | 0 | 0 | 0 | 0 | -2 | 0 | -2 | -2 | -2 | 0 | -2 | -2 | 1 | -1 | -2 | -2 |  | -2
Power Electronics | NBi1500U |  | SCE | DC | 150 | 2024-07-01 | 2024-07-01 | Network Capable | NA | Single or dual port | Power Cabinet. Vetted dispenser is NBDI2000U,NBDI3000U. Available with 1 or 2 CCS1 or CHAdeMo connectors. | -2 | 2 | -2 | -2 | -2 | -2 | 1 | 1 | 0 | 0 | -2 | -2 | -2 | 1 | -2 | 0 | 0 | 0 | -1 | -1 | 1 | -2 | 0 | 1 | 1 | 1 | 1 | 0 | 0 | 0 | 0 | 1 | 0 | -1 | -1 | -1 | 1 | 1 | 1 | 0 | -1 | -1 | -2 | 0 | -2 | -2 | -2 | -2 | -2 | -2 | -2 | -2 | -2 | -2 | -2 | -2 | -2 | -2 | -2 | -2 | -2 | 0 | 0 | -2 | -2 | 0 | -2 | 0 | -1 | 1 | 0 | 0 | 0 | -2 | -2 | -2 | 0 | 0 | -2 | 0 | -2 | -2 | 0 | -2 | 0 | 0 | 0 | 0 | 0 | 0 | 2 | -2 | 0 | 0 | 0 | 0 | 0 | -2 | 0 | 0 | 0 | 0 | 0 | -2 | 0 | -2 | -2 | -2 | 0 | -2 | -2 | 1 | -1 | -2 | -2 |  | -2
Power Electronics | NBi150SU |  | SCE/PGE | DC | 150 | 2022-10-17 | 2022-10-17 | Network Capable | NA | Single or dual port | Power Cabinet. Vetted dispenser is NBDI2000U,NBDI3000U. Available with 1 or 2 CCS1 or CHAdeMo connectors. | -2 | 2 | -2 | -2 | -2 | -2 | 1 | 1 | 0 | 0 | -2 | -2 | -2 | 1 | -2 | 0 | 0 | 0 | -1 | -1 | 1 | -2 | 0 | 1 | 1 | 1 | 1 | 0 | 0 | 0 | 0 | 1 | 0 | -1 | -1 | -1 | 1 | 1 | 1 | 0 | -1 | -1 | -2 | 0 | -2 | -2 | -2 | -2 | -2 | -2 | -2 | -2 | -2 | -2 | -2 | -2 | -2 | -2 | -2 | -2 | -2 | 0 | 0 | -2 | -2 | 0 | -2 | 0 | -1 | 1 | 0 | 0 | 0 | -2 | -2 | -2 | 0 | 0 | -2 | 0 | -2 | -2 | 0 | -2 | 0 | 0 | 0 | 0 | 0 | 0 | 2 | -2 | 0 | 0 | 0 | 0 | 0 | -2 | 0 | 0 | 0 | 0 | 0 | -2 | 0 | -2 | -2 | -2 | 0 | -2 | -2 | 1 | -1 | -2 | -2 |  | -2
Power Electronics | NBi1800U |  | SCE | DC | 180 | 2024-07-01 | 2024-07-01 | Network Capable | NA | Single or dual port | Power Cabinet. Vetted dispenser is NBDI2000U,NBDI3000U. Available with 1 or 2 CCS1 or CHAdeMo connectors. | -2 | 2 | -2 | -2 | -2 | -2 | 1 | 1 | 0 | 0 | -2 | -2 | -2 | 1 | -2 | 0 | 0 | 0 | -1 | -1 | 1 | -2 | 0 | 1 | 1 | 1 | 1 | 0 | 0 | 0 | 0 | 1 | 0 | -1 | -1 | -1 | 1 | 1 | 1 | 0 | -1 | -1 | -2 | 0 | -2 | -2 | -2 | -2 | -2 | -2 | -2 | -2 | -2 | -2 | -2 | -2 | -2 | -2 | -2 | -2 | -2 | 0 | 0 | -2 | -2 | 0 | -2 | 0 | -1 | 1 | 0 | 0 | 0 | -2 | -2 | -2 | 0 | 0 | -2 | 0 | -2 | -2 | 0 | -2 | 0 | 0 | 0 | 0 | 0 | 0 | 2 | -2 | 0 | 0 | 0 | 0 | 0 | -2 | 0 | 0 | 0 | 0 | 0 | -2 | 0 | -2 | -2 | -2 | 0 | -2 | -2 | 1 | -1 | -2 | -2 |  | -2
Power Electronics | NBi180SU |  | SCE/PGE | DC | 180 | 2022-10-17 | 2022-10-17 | Network Capable | NA | Single or dual port | Power Cabinet. Vetted dispenser is NBDI2000U,NBDI3000U. Available with 1 or 2 CCS1 or CHAdeMo connectors. | -2 | 2 | -2 | -2 | -2 | -2 | 1 | 1 | 0 | 0 | -2 | -2 | -2 | 1 | -2 | 0 | 0 | 0 | -1 | -1 | 1 | -2 | 0 | 1 | 1 | 1 | 1 | 0 | 0 | 0 | 0 | 1 | 0 | -1 | -1 | -1 | 1 | 1 | 1 | 0 | -1 | -1 | -2 | 0 | -2 | -2 | -2 | -2 | -2 | -2 | -2 | -2 | -2 | -2 | -2 | -2 | -2 | -2 | -2 | -2 | -2 | 0 | 0 | -2 | -2 | 0 | -2 | 0 | -1 | 1 | 0 | 0 | 0 | -2 | -2 | -2 | 0 | 0 | -2 | 0 | -2 | -2 | 0 | -2 | 0 | 0 | 0 | 0 | 0 | 0 | 2 | -2 | 0 | 0 | 0 | 0 | 0 | -2 | 0 | 0 | 0 | 0 | 0 | -2 | 0 | -2 | -2 | -2 | 0 | -2 | -2 | 1 | -1 | -2 | -2 |  | -2
Power Electronics | NBSK084000U |  | SCE | DC | 840 | 2024-07-01 | 2024-07-01 | Network Capable | NA | Single or dual port | Power Cabinet. Vetted dispenser is NBDI2000U,NBDI3000U. Available with 1 or 2 CCS1 or CHAdeMo connectors. | -2 | 2 | -2 | -2 | -2 | -2 | 1 | 1 | 0 | 0 | -2 | -2 | -2 | 1 | -2 | 0 | 0 | 0 | -1 | -1 | 1 | -2 | 0 | 1 | 1 | 1 | 1 | 0 | 0 | 0 | 0 | 1 | 0 | -1 | -1 | -1 | 1 | 1 | 1 | 0 | -1 | -1 | -2 | 0 | -2 | -2 | -2 | -2 | -2 | -2 | -2 | -2 | -2 | -2 | -2 | -2 | -2 | -2 | -2 | -2 | -2 | 0 | 0 | -2 | -2 | 0 | -2 | 0 | -1 | 1 | 0 | 0 | 0 | -2 | -2 | -2 | 0 | 0 | -2 | 0 | -2 | -2 | 0 | -2 | 0 | 0 | 0 | 0 | 0 | 0 | 2 | -2 | 0 | 0 | 0 | 0 | 0 | -2 | 0 | 0 | 0 | 0 | 0 | -2 | 0 | -2 | -2 | -2 | 0 | -2 | -2 | 1 | -1 | -2 | -2 |  | -2
Power Electronics | NBSK08400SU |  | SCE | DC | 840 | 2024-07-01 | 2024-07-01 | Network Capable | NA | Single or dual port | Power Cabinet. Vetted dispenser is NBDI2000U,NBDI3000U. Available with 1 or 2 CCS1 or CHAdeMo connectors. | -2 | 2 | -2 | -2 | -2 | -2 | 1 | 1 | 0 | 0 | -2 | -2 | -2 | 1 | -2 | 0 | 0 | 0 | -1 | -1 | 1 | -2 | 0 | 1 | 1 | 1 | 1 | 0 | 0 | 0 | 0 | 1 | 0 | -1 | -1 | -1 | 1 | 1 | 1 | 0 | -1 | -1 | -2 | 0 | -2 | -2 | -2 | -2 | -2 | -2 | -2 | -2 | -2 | -2 | -2 | -2 | -2 | -2 | -2 | -2 | -2 | 0 | 0 | -2 | -2 | 0 | -2 | 0 | -1 | 1 | 0 | 0 | 0 | -2 | -2 | -2 | 0 | 0 | -2 | 0 | -2 | -2 | 0 | -2 | 0 | 0 | 0 | 0 | 0 | 0 | 2 | -2 | 0 | 0 | 0 | 0 | 0 | -2 | 0 | 0 | 0 | 0 | 0 | -2 | 0 | -2 | -2 | -2 | 0 | -2 | -2 | 1 | -1 | -2 | -2 |  | -2
Power Electronics | NBSK108000U |  | SCE | DC | 1080 | 2024-07-01 | 2024-07-01 | Network Capable | NA | Single or dual port | Power Cabinet. Vetted dispenser is NBDI2000U,NBDI3000U. Available with 1 or 2 CCS1 or CHAdeMo connectors. | -2 | 2 | -2 | -2 | -2 | -2 | 1 | 1 | 0 | 0 | -2 | -2 | -2 | 1 | -2 | 0 | 0 | 0 | -1 | -1 | 1 | -2 | 0 | 1 | 1 | 1 | 1 | 0 | 0 | 0 | 0 | 1 | 0 | -1 | -1 | -1 | 1 | 1 | 1 | 0 | -1 | -1 | -2 | 0 | -2 | -2 | -2 | -2 | -2 | -2 | -2 | -2 | -2 | -2 | -2 | -2 | -2 | -2 | -2 | -2 | -2 | 0 | 0 | -2 | -2 | 0 | -2 | 0 | -1 | 1 | 0 | 0 | 0 | -2 | -2 | -2 | 0 | 0 | -2 | 0 | -2 | -2 | 0 | -2 | 0 | 0 | 0 | 0 | 0 | 0 | 2 | -2 | 0 | 0 | 0 | 0 | 0 | -2 | 0 | 0 | 0 | 0 | 0 | -2 | 0 | -2 | -2 | -2 | 0 | -2 | -2 | 1 | -1 | -2 | -2 |  | -2
Power Electronics | NBSK10800SU |  | SCE | DC | 1080 | 2024-07-01 | 2024-07-01 | Network Capable | NA | Single or dual port | Power Cabinet. Vetted dispenser is NBDI2000U,NBDI3000U. Available with 1 or 2 CCS1 or CHAdeMo connectors. | -2 | 2 | -2 | -2 | -2 | -2 | 1 | 1 | 0 | 0 | -2 | -2 | -2 | 1 | -2 | 0 | 0 | 0 | -1 | -1 | 1 | -2 | 0 | 1 | 1 | 1 | 1 | 0 | 0 | 0 | 0 | 1 | 0 | -1 | -1 | -1 | 1 | 1 | 1 | 0 | -1 | -1 | -2 | 0 | -2 | -2 | -2 | -2 | -2 | -2 | -2 | -2 | -2 | -2 | -2 | -2 | -2 | -2 | -2 | -2 | -2 | 0 | 0 | -2 | -2 | 0 | -2 | 0 | -1 | 1 | 0 | 0 | 0 | -2 | -2 | -2 | 0 | 0 | -2 | 0 | -2 | -2 | 0 | -2 | 0 | 0 | 0 | 0 | 0 | 0 | 2 | -2 | 0 | 0 | 0 | 0 | 0 | -2 | 0 | 0 | 0 | 0 | 0 | -2 | 0 | -2 | -2 | -2 | 0 | -2 | -2 | 1 | -1 | -2 | -2 |  | -2
Power Electronics | NBSK120000U |  | SCE | DC | 1200 | 2024-07-01 | 2024-07-01 | Network Capable | NA | Single or dual port | Power Cabinet. Vetted dispenser is NBDI2000U,NBDI3000U. Available with 1 or 2 CCS1 or CHAdeMo connectors. | -2 | 2 | -2 | -2 | -2 | -2 | 1 | 1 | 0 | 0 | -2 | -2 | -2 | 1 | -2 | 0 | 0 | 0 | -1 | -1 | 1 | -2 | 0 | 1 | 1 | 1 | 1 | 0 | 0 | 0 | 0 | 1 | 0 | -1 | -1 | -1 | 1 | 1 | 1 | 0 | -1 | -1 | -2 | 0 | -2 | -2 | -2 | -2 | -2 | -2 | -2 | -2 | -2 | -2 | -2 | -2 | -2 | -2 | -2 | -2 | -2 | 0 | 0 | -2 | -2 | 0 | -2 | 0 | -1 | 1 | 0 | 0 | 0 | -2 | -2 | -2 | 0 | 0 | -2 | 0 | -2 | -2 | 0 | -2 | 0 | 0 | 0 | 0 | 0 | 0 | 2 | -2 | 0 | 0 | 0 | 0 | 0 | -2 | 0 | 0 | 0 | 0 | 0 | -2 | 0 | -2 | -2 | -2 | 0 | -2 | -2 | 1 | -1 | -2 | -2 |  | -2
Power Electronics | NBSK12000SU |  | SCE | DC | 1200 | 2024-07-01 | 2024-07-01 | Network Capable | NA | Single or dual port | Power Cabinet. Vetted dispenser is NBDI2000U,NBDI3000U. Available with 1 or 2 CCS1 or CHAdeMo connectors. | -2 | 2 | -2 | -2 | -2 | -2 | 1 | 1 | 0 | 0 | -2 | -2 | -2 | 1 | -2 | 0 | 0 | 0 | -1 | -1 | 1 | -2 | 0 | 1 | 1 | 1 | 1 | 0 | 0 | 0 | 0 | 1 | 0 | -1 | -1 | -1 | 1 | 1 | 1 | 0 | -1 | -1 | -2 | 0 | -2 | -2 | -2 | -2 | -2 | -2 | -2 | -2 | -2 | -2 | -2 | -2 | -2 | -2 | -2 | -2 | -2 | 0 | 0 | -2 | -2 | 0 | -2 | 0 | -1 | 1 | 0 | 0 | 0 | -2 | -2 | -2 | 0 | 0 | -2 | 0 | -2 | -2 | 0 | -2 | 0 | 0 | 0 | 0 | 0 | 0 | 2 | -2 | 0 | 0 | 0 | 0 | 0 | -2 | 0 | 0 | 0 | 0 | 0 | -2 | 0 | -2 | -2 | -2 | 0 | -2 | -2 | 1 | -1 | -2 | -2 |  | -2
Power Electronics | NBSK132000U |  | SCE | DC | 1320 | 2024-07-01 | 2024-07-01 | Network Capable | NA | Single or dual port | Power Cabinet. Vetted dispenser is NBDI2000U,NBDI3000U. Available with 1 or 2 CCS1 or CHAdeMo connectors. | -2 | 2 | -2 | -2 | -2 | -2 | 1 | 1 | 0 | 0 | -2 | -2 | -2 | 1 | -2 | 0 | 0 | 0 | -1 | -1 | 1 | -2 | 0 | 1 | 1 | 1 | 1 | 0 | 0 | 0 | 0 | 1 | 0 | -1 | -1 | -1 | 1 | 1 | 1 | 0 | -1 | -1 | -2 | 0 | -2 | -2 | -2 | -2 | -2 | -2 | -2 | -2 | -2 | -2 | -2 | -2 | -2 | -2 | -2 | -2 | -2 | 0 | 0 | -2 | -2 | 0 | -2 | 0 | -1 | 1 | 0 | 0 | 0 | -2 | -2 | -2 | 0 | 0 | -2 | 0 | -2 | -2 | 0 | -2 | 0 | 0 | 0 | 0 | 0 | 0 | 2 | -2 | 0 | 0 | 0 | 0 | 0 | -2 | 0 | 0 | 0 | 0 | 0 | -2 | 0 | -2 | -2 | -2 | 0 | -2 | -2 | 1 | -1 | -2 | -2 |  | -2
Power Electronics | NBSK13200SU |  | SCE | DC | 1320 | 2024-07-01 | 2024-07-01 | Network Capable | NA | Single or dual port | Power Cabinet. Vetted dispenser is NBDI2000U,NBDI3000U. Available with 1 or 2 CCS1 or CHAdeMo connectors. | -2 | 2 | -2 | -2 | -2 | -2 | 1 | 1 | 0 | 0 | -2 | -2 | -2 | 1 | -2 | 0 | 0 | 0 | -1 | -1 | 1 | -2 | 0 | 1 | 1 | 1 | 1 | 0 | 0 | 0 | 0 | 1 | 0 | -1 | -1 | -1 | 1 | 1 | 1 | 0 | -1 | -1 | -2 | 0 | -2 | -2 | -2 | -2 | -2 | -2 | -2 | -2 | -2 | -2 | -2 | -2 | -2 | -2 | -2 | -2 | -2 | 0 | 0 | -2 | -2 | 0 | -2 | 0 | -1 | 1 | 0 | 0 | 0 | -2 | -2 | -2 | 0 | 0 | -2 | 0 | -2 | -2 | 0 | -2 | 0 | 0 | 0 | 0 | 0 | 0 | 2 | -2 | 0 | 0 | 0 | 0 | 0 | -2 | 0 | 0 | 0 | 0 | 0 | -2 | 0 | -2 | -2 | -2 | 0 | -2 | -2 | 1 | -1 | -2 | -2 |  | -2
Power Electronics | NBSK144000U |  | SCE | DC | 1440 | 2024-07-01 | 2024-07-01 | Network Capable | NA | Single or dual port | Power Cabinet. Vetted dispenser is NBDI2000U,NBDI3000U. Available with 1 or 2 CCS1 or CHAdeMo connectors. | -2 | 2 | -2 | -2 | -2 | -2 | 1 | 1 | 0 | 0 | -2 | -2 | -2 | 1 | -2 | 0 | 0 | 0 | -1 | -1 | 1 | -2 | 0 | 1 | 1 | 1 | 1 | 0 | 0 | 0 | 0 | 1 | 0 | -1 | -1 | -1 | 1 | 1 | 1 | 0 | -1 | -1 | -2 | 0 | -2 | -2 | -2 | -2 | -2 | -2 | -2 | -2 | -2 | -2 | -2 | -2 | -2 | -2 | -2 | -2 | -2 | 0 | 0 | -2 | -2 | 0 | -2 | 0 | -1 | 1 | 0 | 0 | 0 | -2 | -2 | -2 | 0 | 0 | -2 | 0 | -2 | -2 | 0 | -2 | 0 | 0 | 0 | 0 | 0 | 0 | 2 | -2 | 0 | 0 | 0 | 0 | 0 | -2 | 0 | 0 | 0 | 0 | 0 | -2 | 0 | -2 | -2 | -2 | 0 | -2 | -2 | 1 | -1 | -2 | -2 |  | -2
Power Electronics | NBSK14400SU |  | SCE | DC | 1440 | 2024-07-01 | 2024-07-01 | Network Capable | NA | Single or dual port | Power Cabinet. Vetted dispenser is NBDI2000U,NBDI3000U. Available with 1 or 2 CCS1 or CHAdeMo connectors. | -2 | 2 | -2 | -2 | -2 | -2 | 1 | 1 | 0 | 0 | -2 | -2 | -2 | 1 | -2 | 0 | 0 | 0 | -1 | -1 | 1 | -2 | 0 | 1 | 1 | 1 | 1 | 0 | 0 | 0 | 0 | 1 | 0 | -1 | -1 | -1 | 1 | 1 | 1 | 0 | -1 | -1 | -2 | 0 | -2 | -2 | -2 | -2 | -2 | -2 | -2 | -2 | -2 | -2 | -2 | -2 | -2 | -2 | -2 | -2 | -2 | 0 | 0 | -2 | -2 | 0 | -2 | 0 | -1 | 1 | 0 | 0 | 0 | -2 | -2 | -2 | 0 | 0 | -2 | 0 | -2 | -2 | 0 | -2 | 0 | 0 | 0 | 0 | 0 | 0 | 2 | -2 | 0 | 0 | 0 | 0 | 0 | -2 | 0 | 0 | 0 | 0 | 0 | -2 | 0 | -2 | -2 | -2 | 0 | -2 | -2 | 1 | -1 | -2 | -2 |  | -2
Power Electronics | NBW300U |  | EPRI | DC | 30 | 2024-07-01 | 2024-07-01 | Network Capable | NA | Single or dual port | Available with 1 CSS-1, 1 CHAdeMO or 1 CSS-1 + 1 CHAdeMO connectors configuration. | -2 | 2 | -2 | -2 | -2 | -2 | 1 | 1 | 0 | 0 | -2 | -2 | -2 | -1 | -2 | 2 | -2 | -1 | -1 | -1 | 1 | -2 | 1 | 1 | 1 | 1 | 1 | 0 | 0 | 0 | 0 | 1 | 1 | -1 | -1 | -1 | 1 | 1 | 1 | -1 | -1 | -1 | -2 | -1 | -2 | -2 | -2 | -2 | -2 | -2 | -2 | -2 | -2 | -2 | -2 | -2 | -2 | -2 | -2 | -2 | -2 | 1 | -1 | -2 | -2 | -1 | -2 | -1 | -1 | 1 | -1 | 0 | 0 | -2 | -2 | -2 | 0 | 0 | -2 | -1 | -1 | -2 | 1 | -2 | -1 | 1 | -1 | 1 | 1 | 1 | 2 | -2 | 1 | 1 | -1 | 1 | -1 | -2 | 1 | 1 | 1 | 1 | 1 | -2 | 1 | -2 | -2 | -2 | 0 | -2 | -2 | 1 | -1 | -2 | -2 |  | -2
Power Innovations International Inc. | EVQC030-#### | 30kW DC EV Quick Charger | EPRI | DC | 30 | 2025-09-05 | 2025-09-05 | Network Capable |  | Single port | Single port | -2 | 2 | -2 | -2 | -2 | -2 | 1 | -1 | 1 | -1 | -2 | -2 | -2 | -1 | -2 | -1 | -1 | -1 | -1 | -1 | 1 | -2 | 1 | 1 | 1 | 1 | 1 | 1 | 1 | 1 | 1 | 1 | 1 | -1 | -1 | -1 | 1 | 1 | 1 | -1 | -1 | -1 | -2 | -1 | -2 | -2 | -2 | -2 | -2 | -2 | -2 | -2 | -2 | -2 | -2 | -2 | -2 | -2 | -2 | -2 | -2 | -1 | -2 | -2 | -2 | 1 | -2 | -2 | -2 | 1 | -1 | 1 | -1 | -2 | -2 | -2 | -1 | -2 | -2 | 1 | -1 | -2 | 1 | -2 | -1 | 1 | 1 | 1 | 1 | -1 | 2 | -2 | -1 | -1 | -1 | 1 | -1 | -1 | 1 | 1 | 1 | 1 | 1 | 1 | 1 | -1 | -1 | -1 | -1 | -2 | -2 | 0 | -2 | -2 | -2 |  | -2
Power Innovations International Inc. | EVQC060-#### | 60kW DC EV Quick Charger | EPRI | DC | 60 | 2025-09-05 | 2025-09-05 | Network Capable |  | Single port | Single port | -2 | 2 | -2 | -2 | -2 | -2 | 1 | -1 | 1 | -1 | -2 | -2 | -2 | -1 | -2 | -1 | -1 | -1 | -1 | -1 | 1 | -2 | 1 | 1 | 1 | 1 | 1 | 1 | 1 | 1 | 1 | 1 | 1 | -1 | -1 | -1 | 1 | 1 | 1 | -1 | -1 | -1 | -2 | -1 | -2 | -2 | -2 | -2 | -2 | -2 | -2 | -2 | -2 | -2 | -2 | -2 | -2 | -2 | -2 | -2 | -2 | -1 | -2 | -2 | -2 | 1 | -2 | -2 | -2 | 1 | -1 | 1 | -1 | -2 | -2 | -2 | -1 | -2 | -2 | 1 | -1 | -2 | 1 | -2 | -1 | 1 | 1 | 1 | 1 | -1 | 2 | -2 | -1 | -1 | -1 | 1 | -1 | -1 | 1 | 1 | 1 | 1 | 1 | 1 | 1 | -1 | -1 | -1 | -1 | -2 | -2 | 0 | -2 | -2 | -2 |  | -2
Power Innovations International Inc. | EVQC060-M### | 60kW Indoor Mobile DC EV Quick Charger | EPRI | DC | 60 | 2025-09-05 | 2025-09-05 | Network Capable |  | Single port | Single port | -2 | 2 | -2 | -2 | -2 | -2 | 1 | -1 | 1 | -1 | -2 | -2 | -2 | -1 | -2 | -1 | -1 | -1 | -1 | -1 | 1 | -2 | 1 | 1 | 1 | 1 | 1 | 1 | 1 | 1 | 1 | 1 | 1 | -1 | -1 | -1 | 1 | 1 | 1 | -1 | -1 | -1 | -2 | -1 | -2 | -2 | -2 | -2 | -2 | -2 | -2 | -2 | -2 | -2 | -2 | -2 | -2 | -2 | -2 | -2 | -2 | -1 | -2 | -2 | -2 | 1 | -2 | -2 | -2 | 1 | -1 | 1 | -1 | -2 | -2 | -2 | -1 | -2 | -2 | 1 | -1 | -2 | 1 | -2 | -1 | 1 | 1 | 1 | 1 | -1 | 2 | -2 | -1 | -1 | -1 | 1 | -1 | -1 | 1 | 1 | 1 | 1 | 1 | 1 | 1 | -1 | -1 | -1 | -1 | -2 | -2 | 0 | -2 | -2 | -2 |  | -2
PowerCharge | PC-E80-C-03 | P80 GW | EPRI | AC | 19.2 | 2025-11-05 | 2025-11-05 | Network Capable |  | Single port. | Single port. | 2 | -2 | -2 | 1 | -1 | 1 | -2 | -2 | -2 | -2 | -2 | -2 | 1 | -2 | -2 | 2 | 0 | 2 | -1 | -1 | 1 | 1 | -2 | 1 | 1 | 1 | 1 | 1 | 1 | 1 | 1 | 1 | 1 | -1 | -1 | -1 | 1 | 1 | 1 | 1 | -1 | -1 | -2 | 1 | -2 | -2 | -2 | -2 | -2 | -2 | -2 | -2 | -2 | -2 | -2 | -2 | -2 | -2 | -2 | -2 | 1 | -2 | -2 | -2 | -2 | -1 | -2 | -2 | -2 | 1 | 1 | -1 | 1 | -2 | -2 | -2 | -2 | -2 | 1 | -1 | -1 | 1 | -2 | 1 | -2 | -2 | 1 | -1 | -1 | -1 | 2 | 2 | 1 | 1 | 1 | 1 | 1 | -2 | 1 | 1 | 1 | 1 | 1 | -2 | 1 | -2 | -2 | -2 | -1 | -1 | -1 | -1 | -2 | -2 |  |  | -2
PowerCharge | PC-E80-C-04 | P80 NGW | EPRI | AC | 19.2 | 2025-11-05 | 2025-11-05 | Network Capable |  | Single port. | Single port. | 2 | -2 | -2 | 1 | -1 | 1 | -2 | -2 | -2 | -2 | -2 | -2 | 1 | -2 | -2 | 2 | 0 | 2 | -1 | -1 | 1 | 1 | -2 | 1 | 1 | 1 | 1 | 1 | 1 | 1 | 1 | 1 | 1 | -1 | -1 | -1 | 1 | 1 | 1 | 1 | -1 | -1 | -2 | 1 | -2 | -2 | -2 | -2 | -2 | -2 | -2 | -2 | -2 | -2 | -2 | -2 | -2 | -2 | -2 | -2 | 1 | -2 | -2 | -2 | -2 | -1 | -2 | -2 | -2 | 1 | 1 | -1 | 1 | -2 | -2 | -2 | -2 | -2 | 1 | -1 | -1 | 1 | -2 | 1 | -2 | -2 | 1 | -1 | -1 | -1 | 2 | 2 | 1 | 1 | 1 | 1 | 1 | -2 | 1 | 1 | 1 | 1 | 1 | -2 | 1 | -2 | -2 | -2 | -1 | -1 | -1 | -1 | -2 | -2 |  |  | -2
PowerCharge | PC-E48-C-02 | PC48 GW | EPRI | AC | 11.52 | 2025-11-05 | 2025-11-05 | Network Capable |  | Single port. | Single port. | 2 | -2 | -2 | 1 | -1 | 1 | -2 | -2 | -2 | -2 | -2 | -2 | 1 | -2 | -2 | 2 | 2 | 2 | -1 | -1 | 1 | 1 | -2 | 1 | 1 | 1 | 1 | 1 | 1 | 1 | 1 | 1 | 1 | 2 | 2 | 2 | 1 | 1 | 1 | 1 | -1 | -1 | -2 | 1 | -2 | -2 | -2 | -2 | -2 | -2 | -2 | -2 | -2 | -2 | -2 | -2 | -2 | -2 | -2 | -2 | 1 | -2 | -2 | -2 | -2 | -1 | -2 | -2 | -2 | 1 | 1 | 1 | 1 | -2 | -2 | -2 | -2 | -2 | 1 | -1 | -1 | 1 | -2 | 1 | -2 | -2 | 1 | -1 | -1 | -1 | 2 | 2 | 1 | 1 | 1 | 1 | 1 | -2 | 1 | 1 | 1 | 1 | 1 | -2 | 1 | -2 | -2 | -2 | -1 | -1 | -1 | -1 | -2 | -2 |  |  | -2
PowerCharge | PC-E48-C-04 | PC48NGW | EPRI | AC | 11.52 | 2025-11-05 | 2025-11-05 | Network Capable |  | Single port. | Single port. | 2 | -2 | -2 | 1 | -1 | 1 | -2 | -2 | -2 | -2 | -2 | -2 | 1 | -2 | -2 | 2 | 2 | 2 | -1 | -1 | 1 | 1 | -2 | 1 | 1 | 1 | 1 | 1 | 1 | 1 | 1 | 1 | 1 | 2 | 2 | 2 | 1 | 1 | 1 | 1 | -1 | -1 | -2 | 1 | -2 | -2 | -2 | -2 | -2 | -2 | -2 | -2 | -2 | -2 | -2 | -2 | -2 | -2 | -2 | -2 | 1 | -2 | -2 | -2 | -2 | -1 | -2 | -2 | -2 | 1 | 1 | 1 | 1 | -2 | -2 | -2 | -2 | -2 | 1 | -1 | -1 | 1 | -2 | 1 | -2 | -2 | 1 | -1 | -1 | -1 | 2 | 2 | 1 | 1 | 1 | 1 | 1 | -2 | 1 | 1 | 1 | 1 | 1 | -2 | 1 | -2 | -2 | -2 | -1 | -1 | -1 | -1 | -2 | -2 |  |  | -2
PowerFlex Systems | EX-1193-M | IC 80A Gen2 | EPRI | AC | 19.2 | 2024-09-25 | 2024-09-25 | Fully Networked | PowerFlex | Single port. | Single port. | 2 | -2 | -2 | 1 | -1 | 1 | -2 | -2 | -2 | -2 | -2 | -2 | 1 | -2 | -2 | 2 | 0 | 2 | -1 | -1 | 1 | 1 | -2 | 1 | 1 | 1 | 1 | 1 | 1 | 1 | -1 | 1 | 1 | -1 | -1 | -1 | 1 | 1 | 1 | -1 | -1 | -1 | -2 | -1 | 1 | -1 | -1 | 1 | -2 | 1 | -1 | 1 | -1 | -1 | -1 | -1 | -1 | 1 | -1 | 1 | 1 | -2 | 1 | 1 | 1 | 1 | 1 | 1 | 1 | 1 | 1 | 1 | 1 | 1 | 1 | 1 | 1 | 1 | 1 | -1 | -1 | 1 | -2 | 1 | -2 | -2 | 1 | 1 | -1 | 1 | 2 | 2 | 1 | 1 | -1 | 1 | -1 | 1 | 1 | 1 | 1 | 1 | 1 | 1 | 1 | 1 | 1 | 1 | -1 | -1 | 1 | 1 | -1 | -2 | -2 |  | -2
PowerFlex Systems | EX-1193-M-40 | IC 80A Gen2 | EPRI | AC | 9.6 | 2024-09-25 | 2024-09-25 | Fully Networked | PowerFlex | Single port. | Single port. | 2 | -2 | -2 | 1 | -1 | 1 | -2 | -2 | -2 | -2 | -2 | -2 | 1 | -2 | -2 | 2 | 0 | 2 | -1 | -1 | 1 | 1 | -2 | 1 | 1 | 1 | 1 | 1 | 1 | 1 | -1 | 1 | 1 | -1 | -1 | -1 | 1 | 1 | 1 | -1 | -1 | -1 | -2 | -1 | 1 | -1 | -1 | 1 | -2 | 1 | -1 | 1 | -1 | -1 | -1 | -1 | -1 | 1 | -1 | 1 | 1 | -2 | 1 | 1 | 1 | 1 | 1 | 1 | 1 | 1 | 1 | 1 | 1 | 1 | 1 | 1 | 1 | 1 | 1 | -1 | -1 | 1 | -2 | 1 | -2 | -2 | 1 | 1 | -1 | 1 | 2 | 2 | 1 | 1 | -1 | 1 | -1 | 1 | 1 | 1 | 1 | 1 | 1 | 1 | 1 | 1 | 1 | 1 | -1 | 1 | -1 | 1 | -1 | -2 | -2 |  | -2
PowerFlex Systems | PF-JT80 | JT80 | Eversource CT | AC | 19.2 |  |  | Network Capable |  |  |  | 2 | -2 | -2 | 0 | 0 | 0 | -2 | -2 | -2 | -2 | -2 | -2 | 0 | -2 | -2 | 0 | 0 | 0 | -1 | -1 | 0 | 0 | -2 | 0 | 0 | 0 | 0 | 0 | 0 | 0 | 0 | 0 | 0 | 0 | 0 | 0 | 0 | 0 | 0 | 0 | 0 | 0 | -2 | 0 | -2 | -2 | -2 | -2 | -2 | -2 | -2 | -2 | -2 | -2 | -2 | -2 | -2 | -2 | -2 | -2 | 0 | -2 | -2 | -2 | -2 | 0 | -2 | -2 | -2 | 0 | 0 | 0 | 0 | -2 | -2 | -2 | 0 | -2 | 0 | 0 | 0 | 0 | -2 | 0 | -2 | -2 | 0 | 0 | 0 | 0 | 0 | 0 | 0 | 0 | 0 | 0 | 0 | 0 | 0 | 0 | 0 | 0 | 0 | -2 | 0 | 0 | 0 | 0 | 0 | -2 | 0 | -2 | -2 | -2 | -2 | 1 | 1
PowerFlex Systems | JNT-EVC10 (PF-JT48) |  | EPRI | AC | 11.52 | 2024-07-01 | 2024-07-01 | Fully Networked | PowerFlex |  | Must acquire Nexus | 2 | -2 | -2 | 1 | 0 | 0 | -2 | -2 | -2 | -2 | -2 | -2 | 1 | -2 | -2 | 2 | 0 | 2 | -1 | -1 | 1 | 1 | -2 | 1 | 1 | 1 | 1 | 0 | 0 | 0 | 0 | 0 | 1 | -1 | -1 | -1 | 1 | 1 | 1 | -1 | -1 | -1 | -2 | -1 | 1 | -1 | -1 | 1 | -2 | -1 | -1 | -1 | -1 | -1 | -1 | -1 | 1 | 1 | 2 | -2 | 1 | -2 | 1 | 1 | 1 | 1 | 1 | 1 | 1 | 1 | 0 | 0 | 0 | 0 | 0 | 0 | 0 | 0 | 1 | -1 | -2 | 1 | -2 | 1 | -2 | -2 | 1 | 1 | 1 | -1 | 2 | 2 | -1 | 1 | 0 | 1 | 0 | -1 | 1 | 1 | 1 | 1 | 1 | -1 | 1 | 1 | 1 | 0 | 0 | -1 | 1 | 1 | -1 | -2 | -2 |  | 1
PowerFlex Systems | JNT-EVC10 (PF-JT48)-40 |  | EPRI | AC | 7.2 | 2024-07-01 | 2024-07-01 | Fully Networked | PowerFlex |  | Must acquire Nexus | 2 | -2 | -2 | 1 | 0 | 0 | -2 | -2 | -2 | -2 | -2 | -2 | 1 | -2 | -2 | 2 | 0 | 2 | -1 | -1 | 1 | 1 | -2 | 1 | 1 | 1 | 1 | 0 | 0 | 0 | 0 | 0 | 1 | -1 | -1 | -1 | 1 | 1 | 1 | -1 | -1 | -1 | -2 | -1 | 1 | -1 | -1 | 1 | -2 | -1 | -1 | -1 | -1 | -1 | -1 | -1 | 1 | 1 | 2 | -2 | 1 | -2 | 1 | 1 | 1 | 1 | 1 | 1 | 1 | 1 | 0 | 0 | 0 | 0 | 0 | 0 | 0 | 0 | 1 | -1 | -2 | 1 | -2 | 1 | -2 | -2 | 1 | 1 | 1 | -1 | 2 | 2 | -1 | 1 | 0 | 1 | 0 | -1 | 1 | 1 | 1 | 1 | 1 | -1 | 1 | 1 | 1 | 0 | 0 | 1 | -1 | 1 | -1 | -2 | -2 |  | -2
PowerFlex Systems | PF-DX |  | EPRI | AC | 7.7 | 2024-07-01 | 2024-07-01 | Fully Networked | PowerFlex | Single Port | Single Port, Must acquire Gateway for network connectivity NRTL listed as Webasto Turbo DX 32A | 2 | -2 | -2 | 1 | 0 | 0 | -2 | -2 | -2 | -2 | -2 | -2 | 1 | -2 | -2 | 2 | 0 | 2 | -1 | -1 | 1 | 1 | -2 | 1 | 1 | 1 | 1 | 0 | 0 | 0 | 0 | 0 | -1 | -1 | -1 | -1 | -1 | -1 | -1 | -1 | -1 | -1 | -2 | -1 | -1 | -1 | -1 | -1 | -2 | -1 | -1 | -1 | -1 | -1 | -1 | -1 | -1 | 1 | 2 | -2 | 1 | -2 | 1 | 1 | 1 | 1 | 1 | 1 | 1 | -1 | 0 | 0 | 0 | 0 | 0 | 0 | 0 | 0 | -1 | -1 | -2 | -1 | -2 | -1 | -2 | -2 | -1 | -1 | -1 | -1 | 2 | -1 | -1 | -1 | 0 | -1 | 0 | -1 | -1 | -1 | -1 | -1 | -1 | -1 | -1 | -1 | -1 | -1 | 0 | 1 | 1 | 1 | -1 | -2 | -2 |  | -2
PowerFlex Systems | W1-UC168-0MF1FR | ADV+48A / SC48 | EPRI | AC | 11.6 | 2024-09-25 | 2024-09-25 | Fully Networked | PowerFlex | Single port. | Single port. | 2 | -2 | -2 | 1 | -1 | 1 | -2 | -2 | -2 | -2 | -2 | -2 | 1 | -2 | -2 | 2 | 0 | 2 | -1 | -1 | 1 | 1 | -2 | 1 | 1 | 1 | 1 | 1 | 1 | 1 | -1 | 1 | 1 | -1 | -1 | -1 | 1 | 1 | 1 | -1 | -1 | -1 | -2 | -1 | 1 | -1 | -1 | 1 | -2 | 1 | -1 | 1 | -1 | -1 | -1 | -1 | -1 | 1 | -1 | 1 | 1 | -2 | 1 | 1 | 1 | 1 | 1 | 1 | 1 | 1 | 1 | 1 | 1 | 1 | 1 | 1 | 1 | 1 | 1 | -1 | -1 | 1 | -2 | 1 | -2 | -2 | 1 | 1 | -1 | 1 | 2 | 2 | 1 | 1 | -1 | 1 | -1 | 1 | 1 | 1 | 1 | 1 | 1 | 1 | 1 | 1 | 1 | 1 | -1 | -1 | 1 | 1 | -1 | -2 | -2 |  | -2
PowerFlex Systems | W1-UC168-0MF1FR-32 | ADV+48A / SC48 | SCE | AC | 7.7 | 2025-07-23 | 2025-07-23 | Fully Networked | PowerFlex | Single port. | Single port. | 2 | -2 | -2 | 1 | -1 | 1 | -2 | -2 | -2 | -2 | -2 | -2 | 1 | -2 | -2 | 2 | 0 | 2 | -1 | -1 | 1 | 1 | -2 | 1 | 1 | 1 | 1 | 1 | 1 | 1 | -1 | 1 | 1 | -1 | -1 | -1 | 1 | 1 | 1 | -1 | -1 | -1 | -2 | -1 | 1 | -1 | -1 | 1 | -2 | 1 | -1 | 1 | -1 | -1 | -1 | -1 | -1 | 1 | -1 | 1 | 1 | -2 | 1 | 1 | 1 | 1 | 1 | 1 | 1 | 1 | 1 | 1 | 1 | 1 | 1 | 1 | 1 | 1 | 1 | -1 | -1 | 1 | -2 | 1 | -2 | -2 | 1 | 1 | -1 | 1 | 2 | 2 | 1 | 1 | -1 | 1 | -1 | 1 | 1 | 1 | 1 | 1 | 1 | 1 | 1 | 1 | 1 | 1 | -1 | 1 | -1 | 1 | -1 | -2 | -2 |  | -2
PowerFlex Systems | W1-UC168-0MF1FR-40 | ADV+48A / SC48 | EPRI | AC | 9.6 | 2024-09-25 | 2024-09-25 | Fully Networked | PowerFlex | Single port. | Single port. | 2 | -2 | -2 | 1 | -1 | 1 | -2 | -2 | -2 | -2 | -2 | -2 | 1 | -2 | -2 | 2 | 0 | 2 | -1 | -1 | 1 | 1 | -2 | 1 | 1 | 1 | 1 | 1 | 1 | 1 | -1 | 1 | 1 | -1 | -1 | -1 | 1 | 1 | 1 | -1 | -1 | -1 | -2 | -1 | 1 | -1 | -1 | 1 | -2 | 1 | -1 | 1 | -1 | -1 | -1 | -1 | -1 | 1 | -1 | 1 | 1 | -2 | 1 | 1 | 1 | 1 | 1 | 1 | 1 | 1 | 1 | 1 | 1 | 1 | 1 | 1 | 1 | 1 | 1 | -1 | -1 | 1 | -2 | 1 | -2 | -2 | 1 | 1 | -1 | 1 | 2 | 2 | 1 | 1 | -1 | 1 | -1 | 1 | 1 | 1 | 1 | 1 | 1 | 1 | 1 | 1 | 1 | 1 | -1 | 1 | -1 | 1 | -1 | -2 | -2 |  | -2
PowerFlex Systems | W1-UC168-0MK1ER | IC 48A | EPRI | AC | 11.6 | 2024-09-25 | 2024-09-25 | Fully Networked | PowerFlex | Single port. | Single port. | 2 | -2 | -2 | 1 | -1 | 1 | -2 | -2 | -2 | -2 | -2 | -2 | 1 | -2 | -2 | 2 | 0 | 2 | -1 | -1 | 1 | 1 | -2 | 1 | 1 | 1 | 1 | 1 | 1 | 1 | -1 | 1 | 1 | -1 | -1 | -1 | 1 | 1 | 1 | -1 | -1 | -1 | -2 | -1 | 1 | -1 | -1 | 1 | -2 | 1 | -1 | 1 | -1 | -1 | -1 | -1 | -1 | 1 | -1 | 1 | 1 | -2 | 1 | 1 | 1 | 1 | 1 | 1 | 1 | 1 | 1 | 1 | 1 | 1 | 1 | 1 | 1 | 1 | 1 | -1 | -1 | 1 | -2 | 1 | -2 | -2 | 1 | 1 | -1 | 1 | 2 | 2 | 1 | 1 | -1 | 1 | -1 | 1 | 1 | 1 | 1 | 1 | 1 | 1 | 1 | 1 | 1 | 1 | -1 | -1 | 1 | 1 | -1 | -2 | -2 |  | -2
PowerFlex Systems | W1-UC168-0MK1ER-32 | IC 48A | SCE | AC | 7.7 | 2025-07-23 | 2025-07-23 | Fully Networked | PowerFlex | Single port. | Single port. | 2 | -2 | -2 | 1 | -1 | 1 | -2 | -2 | -2 | -2 | -2 | -2 | 1 | -2 | -2 | 2 | 0 | 2 | -1 | -1 | 1 | 1 | -2 | 1 | 1 | 1 | 1 | 1 | 1 | 1 | -1 | 1 | 1 | -1 | -1 | -1 | 1 | 1 | 1 | -1 | -1 | -1 | -2 | -1 | 1 | -1 | -1 | 1 | -2 | 1 | -1 | 1 | -1 | -1 | -1 | -1 | -1 | 1 | -1 | 1 | 1 | -2 | 1 | 1 | 1 | 1 | 1 | 1 | 1 | 1 | 1 | 1 | 1 | 1 | 1 | 1 | 1 | 1 | 1 | -1 | -1 | 1 | -2 | 1 | -2 | -2 | 1 | 1 | -1 | 1 | 2 | 2 | 1 | 1 | -1 | 1 | -1 | 1 | 1 | 1 | 1 | 1 | 1 | 1 | 1 | 1 | 1 | 1 | -1 | 1 | -1 | 1 | -1 | -2 | -2 |  | -2
PowerFlex Systems | W1-UC168-0MK1ER-40 | IC 48A | EPRI | AC | 9.6 | 2024-09-25 | 2024-09-25 | Fully Networked | PowerFlex | Single port. | Single port. | 2 | -2 | -2 | 1 | -1 | 1 | -2 | -2 | -2 | -2 | -2 | -2 | 1 | -2 | -2 | 2 | 0 | 2 | -1 | -1 | 1 | 1 | -2 | 1 | 1 | 1 | 1 | 1 | 1 | 1 | -1 | 1 | 1 | -1 | -1 | -1 | 1 | 1 | 1 | -1 | -1 | -1 | -2 | -1 | 1 | -1 | -1 | 1 | -2 | 1 | -1 | 1 | -1 | -1 | -1 | -1 | -1 | 1 | -1 | 1 | 1 | -2 | 1 | 1 | 1 | 1 | 1 | 1 | 1 | 1 | 1 | 1 | 1 | 1 | 1 | 1 | 1 | 1 | 1 | -1 | -1 | 1 | -2 | 1 | -2 | -2 | 1 | 1 | -1 | 1 | 2 | 2 | 1 | 1 | -1 | 1 | -1 | 1 | 1 | 1 | 1 | 1 | 1 | 1 | 1 | 1 | 1 | 1 | -1 | 1 | -1 | 1 | -1 | -2 | -2 |  | -2
PowerFlex Systems | W1-UC168-0ML1EP | IC 48A with POS | EPRI | AC | 11.6 | 2024-09-25 | 2024-09-25 | Fully Networked | PowerFlex | Single port. | Single port. | 2 | -2 | -2 | 1 | -1 | 1 | -2 | -2 | -2 | -2 | -2 | -2 | 1 | -2 | -2 | 2 | 0 | 2 | -1 | -1 | 1 | 1 | -2 | 1 | 1 | 1 | 1 | 1 | 1 | 1 | -1 | 1 | 1 | -1 | -1 | -1 | 1 | 1 | 1 | -1 | -1 | -1 | -2 | -1 | 1 | -1 | -1 | 1 | -2 | 1 | -1 | 1 | -1 | -1 | -1 | -1 | -1 | 1 | -1 | 1 | 1 | -2 | 1 | 1 | 1 | 1 | 1 | 1 | 1 | 1 | 1 | 1 | 1 | 1 | 1 | 1 | 1 | 1 | 1 | -1 | -1 | 1 | -2 | 1 | -2 | -2 | 1 | 1 | -1 | 1 | 2 | 2 | 1 | 1 | -1 | 1 | -1 | 1 | 1 | 1 | 1 | 1 | 1 | 1 | 1 | 1 | 1 | 1 | -1 | -1 | 1 | 1 | -1 | -2 | -2 |  | -2
PowerFlex Systems | W1-UC168-0ML1EP-32 | IC 48A with POS | SCE | AC | 7.7 | 2025-07-23 | 2025-07-23 | Fully Networked | PowerFlex | Single port. | Single port. | 2 | -2 | -2 | 1 | -1 | 1 | -2 | -2 | -2 | -2 | -2 | -2 | 1 | -2 | -2 | 2 | 0 | 2 | -1 | -1 | 1 | 1 | -2 | 1 | 1 | 1 | 1 | 1 | 1 | 1 | -1 | 1 | 1 | -1 | -1 | -1 | 1 | 1 | 1 | -1 | -1 | -1 | -2 | -1 | 1 | -1 | -1 | 1 | -2 | 1 | -1 | 1 | -1 | -1 | -1 | -1 | -1 | 1 | -1 | 1 | 1 | -2 | 1 | 1 | 1 | 1 | 1 | 1 | 1 | 1 | 1 | 1 | 1 | 1 | 1 | 1 | 1 | 1 | 1 | -1 | -1 | 1 | -2 | 1 | -2 | -2 | 1 | 1 | -1 | 1 | 2 | 2 | 1 | 1 | -1 | 1 | -1 | 1 | 1 | 1 | 1 | 1 | 1 | 1 | 1 | 1 | 1 | 1 | -1 | 1 | -1 | 1 | -1 | -2 | -2 |  | -2
PowerFlex Systems | W1-UC168-0ML1EP-40 | IC 48A with POS | EPRI | AC | 9.6 | 2024-09-25 | 2024-09-25 | Fully Networked | PowerFlex | Single port. | Single port. | 2 | -2 | -2 | 1 | -1 | 1 | -2 | -2 | -2 | -2 | -2 | -2 | 1 | -2 | -2 | 2 | 0 | 2 | -1 | -1 | 1 | 1 | -2 | 1 | 1 | 1 | 1 | 1 | 1 | 1 | -1 | 1 | 1 | -1 | -1 | -1 | 1 | 1 | 1 | -1 | -1 | -1 | -2 | -1 | 1 | -1 | -1 | 1 | -2 | 1 | -1 | 1 | -1 | -1 | -1 | -1 | -1 | 1 | -1 | 1 | 1 | -2 | 1 | 1 | 1 | 1 | 1 | 1 | 1 | 1 | 1 | 1 | 1 | 1 | 1 | 1 | 1 | 1 | 1 | -1 | -1 | 1 | -2 | 1 | -2 | -2 | 1 | 1 | -1 | 1 | 2 | 2 | 1 | 1 | -1 | 1 | -1 | 1 | 1 | 1 | 1 | 1 | 1 | 1 | 1 | 1 | 1 | 1 | -1 | 1 | -1 | 1 | -1 | -2 | -2 |  | -2
PowerFlex Systems |  |  | EPRI | NETWORK | NA | 2024-07-01 | 2024-07-01 | Network Software | PowerFlex Systems Network |  |  | -2 | -2 | -2 | -2 | -2 | -2 | -2 | -2 | -2 | -2 | -2 | -2 | -2 | -2 | -2 | -2 | -2 | -2 | -2 | -2 | -2 | -2 | -2 | -2 | -2 | -2 | -2 | -2 | -2 | -2 | -2 | -2 | -2 | -2 | -2 | -2 | -2 | -2 | -2 | -2 | -2 | -2 | -2 | -2 | 1 | -1 | -1 | 1 | -2 | -1 | -1 | -1 | -1 | -1 | -1 | -1 | 1 | 1 | 2 | 0 | -2 | -2 | 1 | 1 | 1 | 1 | 1 | 1 | -2 | 1 | -2 | 0 | 0 | 0 | 0 | 0 | 0 | 0 | -2 | -2 | -2 | -2 | -2 | -2 | -2 | -2 | -2 | 1 | 1 | -1 | -2 | -2 | -1 | -2 | -2 | 1 | 0 | -1 | -2 | 1 | 1 | 1 | 1 | -1 | 1 | 1 | 1 | 0 | 0 | -2 | -2 | 1 | -1 | -1 | -1 |  | 1
PowerPump | AC550 | AC550 | EPRI | AC | 10 | 2024-01-02 | 2024-01-02 | Fully Networked | PowerPump | Single Port | Single Port. | 2 | -2 | -2 | 1 | 1 | 1 | -2 | -2 | -2 | -2 | -2 | -2 | 1 | -2 | -2 | 2 | 0 | 2 | -1 | -1 | 1 | 1 | -2 | 1 | 1 | 1 | 1 | 1 | 1 | 1 | 1 | 1 | 1 | -1 | -1 | -1 | 1 | 1 | 1 | -1 | -1 | -1 | -2 | -1 | 1 | -1 | -1 | 1 | -1 | 1 | -1 | 1 | 1 | 1 | -1 | -1 | 1 | 1 | 2 | 1 | 1 | -2 | 1 | 1 | 1 | 1 | 1 | 1 | 1 | 1 | 1 | 1 | 1 | 1 | 1 | 1 | 1 | 1 | 1 | 1 | -1 | 1 | -2 | 1 | -2 | -2 | 1 | 1 | 1 | 1 | 2 | 2 | 1 | 1 | 1 | 1 | 1 | 1 | 1 | 1 | 1 | 1 | 1 | 1 | 1 | 1 | 1 | 1 | 1 | -1 | 1 | 1 | 1 | -2 | -2 |  | 1
PowerPump | AC550-40 | AC550 | EPRI | AC | 9.6 | 2024-01-02 | 2024-01-02 | Fully Networked | PowerPump | Single Port | Single Port. | 2 | -2 | -2 | 1 | 1 | 1 | -2 | -2 | -2 | -2 | -2 | -2 | 1 | -2 | -2 | 2 | 0 | 2 | -1 | -1 | 1 | 1 | -2 | 1 | 1 | 1 | 1 | 1 | 1 | 1 | 1 | 1 | 1 | -1 | -1 | -1 | 1 | 1 | 1 | -1 | -1 | -1 | -2 | -1 | 1 | -1 | -1 | 1 | -1 | 1 | -1 | 1 | 1 | 1 | -1 | -1 | 1 | 1 | 2 | 1 | 1 | -2 | 1 | 1 | 1 | 1 | 1 | 1 | 1 | 1 | 1 | 1 | 1 | 1 | 1 | 1 | 1 | 1 | 1 | 1 | -1 | 1 | -2 | 1 | -2 | -2 | 1 | 1 | 1 | 1 | 2 | 2 | 1 | 1 | 1 | 1 | 1 | 1 | 1 | 1 | 1 | 1 | 1 | 1 | 1 | 1 | 1 | 1 | 1 | 1 | -1 | 1 | 1 | -2 | -2 |  | -2
PowerPump | DC120 | Level 3 DC Charging Station 120kW | SCE/PGE | DC | 120 | 2024-01-02 | 2024-01-02 | Network Capable | NA |  | SAE J1772, Standalone network capability | -2 | 2 | -2 | -2 | -2 | -2 | 1 | 0 | 0 | 0 | -2 | -2 | -2 | 1 | -2 | 2 | -2 | 0 | -1 | -1 | 1 | -2 | 1 | 1 | 1 | 1 | 1 | 0 | 0 | 0 | 0 | 1 | 0 | -1 | -1 | -1 | 1 | 1 | 1 | 0 | -1 | -1 | -2 | 0 | -2 | -2 | -2 | -2 | -2 | -2 | -2 | -2 | -2 | -2 | -2 | -2 | -2 | -2 | -2 | -2 | -2 | 0 | 0 | -2 | -2 | 0 | -2 | 0 | -1 | 1 | 0 | 0 | 0 | -2 | -2 | -2 | 0 | 0 | -2 | 0 | -2 | -2 | 0 | -2 | 0 | 0 | 0 | 0 | 0 | 0 | 2 | -2 | 0 | 0 | 0 | 0 | 0 | -2 | 0 | 0 | 0 | 0 | 0 | -2 | 0 | -2 | -2 | -2 | 0 | -2 | -2 | 1 | 1 | -2 | -2 |  | -2
PowerPump | DC150 | Level 3 DC Charging Station 150kW | SCE/PGE | DC | 150 | 2024-01-02 | 2024-01-02 | Network Capable | NA |  | SAE J1772, Standalone network capability | -2 | 2 | -2 | -2 | -2 | -2 | 1 | 0 | 0 | 0 | -2 | -2 | -2 | 1 | -2 | 2 | -2 | 0 | -1 | -1 | 1 | -2 | 1 | 1 | 1 | 1 | 1 | 0 | 0 | 0 | 0 | 1 | 0 | -1 | -1 | -1 | 1 | 1 | 1 | 0 | -1 | -1 | -2 | 0 | -2 | -2 | -2 | -2 | -2 | -2 | -2 | -2 | -2 | -2 | -2 | -2 | -2 | -2 | -2 | -2 | -2 | 0 | 0 | -2 | -2 | 0 | -2 | 0 | -1 | 1 | 0 | 0 | 0 | -2 | -2 | -2 | 0 | 0 | -2 | 0 | -2 | -2 | 0 | -2 | 0 | 0 | 0 | 0 | 0 | 0 | 2 | -2 | 0 | 0 | 0 | 0 | 0 | -2 | 0 | 0 | 0 | 0 | 0 | -2 | 0 | -2 | -2 | -2 | 0 | -2 | -2 | 1 | 1 | -2 | -2 |  | -2
PowerPump | DC180 | Level 3 DC Charging Station 1280kW | SCE/PGE | DC | 180 | 2024-01-02 | 2024-01-02 | Network Capable | NA |  | SAE J1772, Standalone network capability | -2 | 2 | -2 | -2 | -2 | -2 | 1 | 0 | 0 | 0 | -2 | -2 | -2 | 1 | -2 | 2 | -2 | 0 | -1 | -1 | 1 | -2 | 1 | 1 | 1 | 1 | 1 | 0 | 0 | 0 | 0 | 1 | 0 | -1 | -1 | -1 | 1 | 1 | 1 | 0 | -1 | -1 | -2 | 0 | -2 | -2 | -2 | -2 | -2 | -2 | -2 | -2 | -2 | -2 | -2 | -2 | -2 | -2 | -2 | -2 | -2 | 0 | 0 | -2 | -2 | 0 | -2 | 0 | -1 | 1 | 0 | 0 | 0 | -2 | -2 | -2 | 0 | 0 | -2 | 0 | -2 | -2 | 0 | -2 | 0 | 0 | 0 | 0 | 0 | 0 | 2 | -2 | 0 | 0 | 0 | 0 | 0 | -2 | 0 | 0 | 0 | 0 | 0 | -2 | 0 | -2 | -2 | -2 | 0 | -2 | -2 | 1 | 1 | -2 | -2 |  | -2
PowerPump | DC300 |  | PGE | DC | 300 | 2024-07-01 | 2024-07-01 | Network Capable | NA |  |  | -2 | 2 | -2 | -2 | -2 | -2 | 1 | -1 | -1 | -1 | -2 | -2 | -2 | 1 | -2 | 2 | -2 | 0 | -1 | -1 | 1 | -2 | 1 | 1 | 0 | 0 | 0 | 0 | 0 | 0 | 0 | 1 | 0 | 0 | 0 | 0 | 1 | 1 | 1 | 0 | 0 | 0 | -2 | 0 | -2 | -2 | -2 | -2 | -2 | -2 | -2 | -2 | -2 | -2 | -2 | -2 | -2 | -2 | -2 | -2 | -2 | 0 | 0 | -2 | -2 | 0 | -2 | 0 | 0 | 0 | 0 | 0 | 0 | -2 | -2 | -2 | 0 | 0 | -2 | 0 | -2 | -2 | 0 | -2 | 0 | 0 | 0 | 0 | 0 | 0 | 2 | -2 | 0 | 0 | 0 | 0 | 0 | -2 | 0 | 0 | 0 | 0 | 0 | -2 | 0 | -2 | -2 | -2 | 0 | -2 | -2 | 1 | 1 | -2 | -2 |  | -2
PowerPump | DC360 |  | PGE | DC | 360 | 2024-07-01 | 2024-07-01 | Network Capable | NA |  |  | -2 | 2 | -2 | -2 | -2 | -2 | 1 | -1 | -1 | -1 | -2 | -2 | -2 | 1 | -2 | 2 | -2 | 0 | -1 | -1 | 1 | -2 | 1 | 1 | 0 | 0 | 0 | 0 | 0 | 0 | 0 | 1 | 0 | 0 | 0 | 0 | 1 | 1 | 1 | 0 | 0 | 0 | -2 | 0 | -2 | -2 | -2 | -2 | -2 | -2 | -2 | -2 | -2 | -2 | -2 | -2 | -2 | -2 | -2 | -2 | -2 | 0 | 0 | -2 | -2 | 0 | -2 | 0 | 0 | 0 | 0 | 0 | 0 | -2 | -2 | -2 | 0 | 0 | -2 | 0 | -2 | -2 | 0 | -2 | 0 | 0 | 0 | 0 | 0 | 0 | 2 | -2 | 0 | 0 | 0 | 0 | 0 | -2 | 0 | 0 | 0 | 0 | 0 | -2 | 0 | -2 | -2 | -2 | 0 | -2 | -2 | 1 | 1 | -2 | -2 |  | -2
PowerPump | DC60 | Level 3 DC Charging Station 60kW | SCE/PGE | DC | 60 | 2024-01-02 | 2024-01-02 | Network Capable | NA |  | SAE J1772, Standalone network capability | -2 | 2 | -2 | -2 | -2 | -2 | 1 | 0 | 0 | 0 | -2 | -2 | -2 | 1 | -2 | 2 | -2 | 0 | -1 | -1 | 1 | -2 | 1 | 1 | 1 | 1 | 1 | 0 | 0 | 0 | 0 | 1 | 0 | -1 | -1 | -1 | 1 | 1 | 1 | 0 | -1 | -1 | -2 | 0 | -2 | -2 | -2 | -2 | -2 | -2 | -2 | -2 | -2 | -2 | -2 | -2 | -2 | -2 | -2 | -2 | -2 | 0 | 0 | -2 | -2 | 0 | -2 | 0 | -1 | 1 | 0 | 0 | 0 | -2 | -2 | -2 | 0 | 0 | -2 | 0 | -2 | -2 | 0 | -2 | 0 | 0 | 0 | 0 | 0 | 0 | 2 | -2 | 0 | 0 | 0 | 0 | 0 | -2 | 0 | 0 | 0 | 0 | 0 | -2 | 0 | -2 | -2 | -2 | 0 | -2 | -2 | 1 | 1 | -2 | -2 |  | -2
PowerPump |  |  | EPRI | NETWORK | NA | 2025-10-01 | 2024-01-02 | Network Software | PowerPump |  |  | -2 | -2 | -2 | -2 | -2 | -2 | -2 | -2 | -2 | -2 | -2 | -2 | -2 | -2 | -2 | -2 | -2 | -2 | -2 | -2 | -2 | -2 | -2 | -2 | -2 | -2 | -2 | -2 | -2 | -2 | -2 | -2 | -2 | -2 | -2 | -2 | -2 | -2 | -2 | -2 | -2 | -2 | -2 | -2 | 1 | -1 | -1 | 1 | -2 | 1 | -1 | 1 | 1 | 1 | -1 | -1 | 1 | 1 | 2 | 1 | -2 | -2 | 1 | 1 | 1 | 1 | 1 | 1 | -2 | 1 | -2 | 1 | 1 | 1 | 1 | 1 | 1 | 1 | -2 | -2 | -2 | -2 | -2 | -2 | -2 | -2 | -2 | 1 | 1 | 1 | -2 | -2 | 1 | -2 | -2 | 1 | 1 | 1 | -2 | 1 | 1 | 1 | 1 | 1 | 1 | 1 | 1 | 1 | 1 | -2 | -2 | 1 | 1 | 1 | 1 | 2025-10-01 | 1
QCharge123 | QAC2-BC | Commercial Charger | EPRI | AC | 19.2 | 2025-07-17 | 2025-07-17 | Network Capable |  | Single or dual port. | Single or dual port. | 2 | -2 | -2 | 1 | 1 | 1 | -2 | -2 | -2 | -2 | -2 | -2 | 1 | -2 | -2 | 2 | 0 | 2 | -1 | -1 | 1 | 1 | -2 | 1 | 1 | 1 | 1 | 1 | 1 | 1 | 1 | 1 | 1 | 2 | 2 | 2 | 1 | 1 | 1 | 1 | -1 | -1 | -1 | 1 | -2 | -2 | -2 | -2 | -2 | -2 | -2 | -2 | -2 | -2 | -2 | -2 | -2 | -2 | -2 | -2 | 1 | -2 | -2 | -2 | -2 | 1 | -2 | -2 | -2 | 1 | 1 | 1 | 1 | -2 | -2 | -2 | 1 | -2 | -1 | 1 | 1 | 1 | -2 | 1 | -2 | -2 | 1 | 1 | 1 | 1 | -1 | 1 | 1 | 1 | 1 | 1 | 1 | -1 | 1 | 1 | 1 | 1 | 1 | -2 | 1 | 0 | 1 | 1 | 1 | -2 | 1 | 1 | -1 | -2 | -2 |  | -2
QCharge123 | QAC2-BR | Residential/Low Commercial Charger | EPRI | AC | 9.6 | 2025-07-17 | 2025-07-17 | Network Capable |  | Single port. | Single port. | 2 | -2 | -2 | 1 | 1 | 1 | -2 | -2 | -2 | -2 | -2 | -2 | 1 | -2 | -2 | 2 | 0 | 2 | -1 | -1 | 1 | 1 | -2 | 1 | 1 | 1 | 1 | 1 | 1 | 1 | 1 | 1 | 1 | 2 | 2 | 2 | 1 | 1 | 1 | 1 | -1 | -1 | -1 | 1 | -2 | -2 | -2 | -2 | -2 | -2 | -2 | -2 | -2 | -2 | -2 | -2 | -2 | -2 | -2 | -2 | 1 | -2 | -2 | -2 | -2 | 1 | -2 | -2 | -2 | 1 | 1 | 1 | 1 | -2 | -2 | -2 | 1 | -2 | -1 | 1 | 1 | 1 | -2 | 1 | -2 | -2 | 1 | 1 | 1 | 1 | -1 | 1 | 1 | 1 | 1 | 1 | 1 | -1 | 1 | 1 | 1 | 1 | 1 | -2 | 1 | 0 | 1 | 1 | 1 | -2 | 1 | 1 | -1 | -2 | -2 |  | -2
RAB Lighting Inc. | EVC32 | EVC32 | EPRI | AC | 7.6 | 2024-07-01 | 2024-07-01 | Non-Networked | NA | Single Port | Single port. | 2 | -2 | -2 | 1 | -1 | -1 | -2 | -2 | -2 | -2 | -2 | -2 | -1 | -2 | -2 | 2 | 0 | 2 | -1 | -1 | 1 | 1 | -2 | -1 | 0 | 0 | 0 | 0 | 0 | 0 | 0 | 0 | -2 | -2 | -2 | -2 | -2 | -2 | -2 | -2 | -2 | -2 | -2 | -2 | -2 | -2 | -2 | -2 | -2 | -2 | -2 | -2 | -2 | -2 | -2 | -2 | -2 | -2 | -2 | -2 | -1 | -2 | -1 | -2 | -2 | -1 | -2 | -1 | -1 | -1 | -1 | -1 | -1 | -2 | -2 | -2 | -1 | -1 | -1 | -1 | -1 | 1 | -2 | -1 | -2 | -2 | -1 | -1 | -1 | -1 | 2 | 2 | -1 | -1 | -1 | -1 | -1 | -1 | -1 | -1 | -1 | -1 | -1 | -2 | -1 | -2 | -2 | -2 | -1 | 1 | 1 | -1 | -1 | -2 | -2 |  | -2
RAB Lighting Inc. | EVC40 | EVC40 | EPRI | AC | 9.6 | 2024-07-01 | 2024-07-01 | Non-Networked | NA | Single Port | Single port. | 2 | -2 | -2 | 1 | -1 | -1 | -2 | -2 | -2 | -2 | -2 | -2 | -1 | -2 | -2 | 2 | 0 | 2 | -1 | -1 | 1 | 1 | -2 | -1 | 0 | 0 | 0 | 0 | 0 | 0 | 0 | 0 | -2 | -2 | -2 | -2 | -2 | -2 | -2 | -2 | -2 | -2 | -2 | -2 | -2 | -2 | -2 | -2 | -2 | -2 | -2 | -2 | -2 | -2 | -2 | -2 | -2 | -2 | -2 | -2 | -1 | -2 | -1 | -2 | -2 | -1 | -2 | -1 | -1 | -1 | -1 | -1 | -1 | -2 | -2 | -2 | -1 | -1 | -1 | -1 | -1 | 1 | -2 | -1 | -2 | -2 | -1 | -1 | -1 | -1 | 2 | 2 | -1 | -1 | -1 | -1 | -1 | -1 | -1 | -1 | -1 | -1 | -1 | -2 | -1 | -2 | -2 | -2 | -1 | 1 | 1 | -1 | -1 | -2 | -2 |  | -2
RAB Lighting Inc. | EVC48 | EVC48 | EPRI | AC | 11 | 2024-08-15 | 2024-08-15 | Network Capable | NA | Single Port | Single Port, Standalone network capability; OCA Full and Security certificates under software version V1.00 | 2 | -2 | -2 | 1 | 0 | 1 | -2 | -2 | -2 | -2 | -2 | -2 | 1 | -2 | -2 | 2 | 0 | 2 | -1 | 2 | 1 | 1 | -2 | 1 | 1 | 1 | 1 | 0 | 0 | 0 | 0 | 0 | 1 | -1 | 2 | 2 | 1 | 1 | 1 | 1 | -1 | -1 | -2 | 1 | -2 | -2 | -2 | -2 | -2 | -2 | -2 | -2 | -2 | -2 | -2 | -2 | -2 | -2 | -2 | -2 | -1 | -2 | -1 | -2 | -2 | -1 | -2 | -1 | 1 | 1 | 0 | 0 | 0 | -2 | -2 | -2 | 0 | 0 | 1 | 1 | 1 | 1 | -2 | 1 | -2 | -2 | -1 | -1 | -1 | -1 | 2 | 2 | 1 | 1 | 1 | 1 | 1 | -2 | 1 | 1 | 1 | 1 | 1 | -2 | 1 | -2 | -2 | -2 | 0 | -1 | 1 | -1 | -1 | -2 | -2 |  | 1
RAB Lighting Inc. | EVC80 | EVC80 | Eversource CT | AC | 19.2 | 2025-12-08 | 2025-12-08 | Network Capable |  |  |  | 2 | -2 | -2 | 0 | 0 | 0 | -2 | -2 | -2 | -2 | -2 | -2 | 0 | -2 | -2 | 0 | 0 | 0 | -1 | 2 | 0 | 0 | -2 | 0 | 0 | 0 | 0 | 0 | 0 | 0 | 0 | 0 | 0 | 0 | 0 | 0 | 0 | 0 | 0 | 0 | 0 | 0 | -2 | 0 | -2 | -2 | -2 | -2 | -2 | -2 | -2 | -2 | -2 | -2 | -2 | -2 | -2 | -2 | -2 | -2 | 0 | -2 | -2 | -2 | -2 | 0 | -2 | -2 | -2 | 0 | 0 | 0 | 0 | -2 | -2 | -2 | 0 | -2 | 0 | 0 | 0 | 0 | -2 | 0 | -2 | -2 | 0 | 0 | 0 | 0 | 0 | 0 | 0 | 0 | 0 | 0 | 0 | 0 | 0 | 0 | 0 | 0 | 0 | -2 | 0 | 0 | 0 | 0 | 0 | -2 | 0 | -2 | -2 | -2 | -2 |  | 1
Red E Charge |  |  | Eversource CT | NETWORK | NA | 2025-12-08 | 2025-12-08 | Network Software | Red E Charge |  |  | -2 | -2 | -2 | -2 | -2 | -2 | -2 | -2 | -2 | -2 | -2 | -2 | -2 | -2 | -2 | -2 | -2 | -2 | -2 | -2 | -2 | -2 | -2 | -2 | -2 | -2 | -2 | -2 | -2 | -2 | -2 | -2 | -2 | -2 | -2 | -2 | -2 | -2 | -2 | -2 | -2 | -2 | -2 | -2 | 0 | 0 | 0 | 0 | 0 | 0 | 0 | 0 | 0 | 0 | 0 | 0 | 0 | 0 | 0 | 0 | -2 | -2 | 0 | 0 | 0 | 0 | 0 | 0 | -2 | 0 | -2 | 0 | 0 | 0 | 0 | 0 | 0 | 0 | -2 | -2 | -2 | -2 | -2 | -2 | -2 | -2 | 0 | 0 | 0 | 0 | -2 | -2 | 0 | -2 | -2 | 0 | 0 | 0 | -2 | 0 | 0 | 0 | 0 | 0 | 0 | 0 | 0 | 0 | 0 | -2 | -2 | -2 | -2 | 0 | 0 |  | 1
Red E Charge |  | Red E Stellar 60-240kW | Eversource CT | DC | 240 | 2025-12-08 | 2025-12-08 | Network Capable |  |  |  | -2 | 2 | -2 | -2 | -2 | -2 | 0 | 0 | 0 | 0 | -2 | -2 | -2 | 0 | -2 | 0 | -2 | 0 | -1 | -1 | 0 | -2 | 0 | 0 | 0 | 0 | 0 | 0 | 0 | 0 | 0 | 0 | 0 | 0 | 0 | 0 | 0 | 0 | 0 | 0 | 0 | 0 | -2 | 0 | -2 | -2 | -2 | -2 | -2 | -2 | -2 | -2 | -2 | -2 | -2 | -2 | -2 | -2 | -2 | -2 | -2 | 0 | -2 | -2 | -2 | 0 | -2 | -2 | -2 | 0 | 0 | 0 | 0 | -2 | -2 | -2 | 0 | -2 | -2 | 0 | 0 | -2 | 0 | -2 | 0 | 0 | 0 | 0 | 0 | 0 | 0 | -2 | 0 | 0 | 0 | 0 | 0 | 0 | 0 | 0 | 0 | 0 | 0 | -2 | 0 | 0 | 0 | 0 | 0 | -2 | -2 | 0 | -2 | -2 | -2 | 1 | 1
Red E Charge | Red E Pro 50 | Red E Pro 50 | Eversource CT | AC | 12 | 2025-12-08 | 2025-12-08 | Network Capable |  |  |  | 2 | -2 | -2 | 0 | 0 | 0 | -2 | -2 | -2 | -2 | -2 | -2 | 0 | -2 | -2 | 0 | 0 | 0 | -1 | -1 | 0 | 0 | -2 | 0 | 0 | 0 | 0 | 0 | 0 | 0 | 0 | 0 | 0 | 0 | 0 | 0 | 0 | 0 | 0 | 0 | 0 | 0 | -2 | 0 | -2 | -2 | -2 | -2 | -2 | -2 | -2 | -2 | -2 | -2 | -2 | -2 | -2 | -2 | -2 | -2 | 0 | -2 | -2 | -2 | -2 | 0 | -2 | -2 | -2 | 0 | 0 | 0 | 0 | -2 | -2 | -2 | 0 | -2 | 0 | 0 | 0 | 0 | -2 | 0 | -2 | -2 | 0 | 0 | 0 | 0 | 0 | 0 | 0 | 0 | 0 | 0 | 0 | 0 | 0 | 0 | 0 | 0 | 0 | -2 | 0 | 0 | 0 | 0 | 0 | -2 | 0 | -2 | -2 | -2 | -2 | 1 | -2
Red E Charge | Red E Pro 80 | Red E Pro 80 | Eversource CT | AC | 19.2 | 2025-12-08 | 2025-12-08 | Network Capable |  |  |  | 2 | -2 | -2 | 0 | 0 | 0 | -2 | -2 | -2 | -2 | -2 | -2 | 0 | -2 | -2 | 0 | 0 | 0 | -1 | -1 | 0 | 0 | -2 | 0 | 0 | 0 | 0 | 0 | 0 | 0 | 0 | 0 | 0 | 0 | 0 | 0 | 0 | 0 | 0 | 0 | 0 | 0 | -2 | 0 | -2 | -2 | -2 | -2 | -2 | -2 | -2 | -2 | -2 | -2 | -2 | -2 | -2 | -2 | -2 | -2 | 0 | -2 | -2 | -2 | -2 | 0 | -2 | -2 | -2 | 0 | 0 | 0 | 0 | -2 | -2 | -2 | 0 | -2 | 0 | 0 | 0 | 0 | -2 | 0 | -2 | -2 | 0 | 0 | 0 | 0 | 0 | 0 | 0 | 0 | 0 | 0 | 0 | 0 | 0 | 0 | 0 | 0 | 0 | -2 | 0 | 0 | 0 | 0 | 0 | -2 | 0 | -2 | -2 | -2 | -2 | 1 | -2
Revitalize Charging Solutions | REV+ 18 Single | REV+ 18 Single | PG&E | AC | 12 | 2025-10-28 | 2025-10-28 | Non-Networked |  | Single port | AC Level 2, Single Port, Wallmount, 12kW, 50 Amp, Type 1, 2 X 18' Cables, Single Phase Charger. Unit Ships in 1 box. Includes cable holder and mounting bracket. | 2 | -2 | -2 | 0 | 0 | 0 | -2 | -2 | -2 | -2 | -2 | -2 | 0 | -2 | -2 | 0 | 0 | 0 | -1 | -1 | 0 | 0 | -2 | 0 | 0 | 0 | 0 | 1 | 0 | 0 | 0 | 0 | 0 | 0 | 0 | 0 | 0 | 0 | 0 | 0 | 0 | 0 | -2 | 0 | -2 | -2 | -2 | -2 | -2 | -2 | -2 | -2 | -2 | -2 | -2 | -2 | -2 | -2 | -2 | -2 | 0 | -2 | -2 | -2 | -2 | 0 | -2 | -2 | -2 | 0 | 0 | 0 | 0 | -2 | -2 | -2 | 0 | -2 | 0 | 0 | 0 | 0 | -2 | 0 | -2 | -2 | 0 | 0 | 0 | 0 | 2 | 0 | 1 | 0 | 0 | 0 | 0 | 0 | 0 | 0 | 0 | 0 | 0 | -2 | 0 | 0 | 0 | 0 | 0 | -2 | -1 | -1 | -2 | -2 | -2 |  | -2
Revitalize Charging Solutions | REV+ 18 Dual | REV+ 18 Dual | PG&E | AC | 12 | 2025-10-28 | 2025-10-28 | Non-Networked |  | Dual port | AC Level 2, Dual Port, Wallmount, 12kW, 50 Amp, Type 1, 2 X 18' Cables, Single Phase Charger. Unit Ships in 1 box. Includes cable holder and mounting bracket. | 2 | -2 | -2 | 0 | 0 | 0 | -2 | -2 | -2 | -2 | -2 | -2 | 0 | -2 | -2 | 0 | 0 | 0 | -1 | -1 | 0 | 0 | -2 | 0 | 0 | 0 | 0 | 1 | 0 | 0 | 0 | 0 | 0 | 0 | 0 | 0 | 0 | 0 | 0 | 0 | 0 | 0 | -2 | 0 | -2 | -2 | -2 | -2 | -2 | -2 | -2 | -2 | -2 | -2 | -2 | -2 | -2 | -2 | -2 | -2 | 0 | -2 | -2 | -2 | -2 | 0 | -2 | -2 | -2 | 0 | 0 | 0 | 0 | -2 | -2 | -2 | 0 | -2 | 0 | 0 | 0 | 0 | -2 | 0 | -2 | -2 | 0 | 0 | 0 | 0 | 2 | 0 | 1 | 0 | 0 | 0 | 0 | 0 | 0 | 0 | 0 | 0 | 0 | -2 | 0 | 0 | 0 | 0 | 0 | -2 | -1 | -1 | -2 | -2 | -2 |  | -2
Revitalize Charging Solutions | REV+25 Single | REV+25 Single | PG&E | AC | 12 | 2025-10-28 | 2025-10-28 | Non-Networked |  | Single port | AC Level 2, Single Port, Wallmount, 12kW, 50 Amp, Type 1, 1 X 25' Cables, Single Phase Charger. Unit Ships in 1 box. Includes cable holder and mounting bracket. | 2 | -2 | -2 | 0 | 0 | 0 | -2 | -2 | -2 | -2 | -2 | -2 | 0 | -2 | -2 | 0 | 0 | 0 | -1 | -1 | 0 | 0 | -2 | 0 | 0 | 0 | 0 | 1 | 0 | 0 | 0 | 0 | 0 | 0 | 0 | 0 | 0 | 0 | 0 | 0 | 0 | 0 | -2 | 0 | -2 | -2 | -2 | -2 | -2 | -2 | -2 | -2 | -2 | -2 | -2 | -2 | -2 | -2 | -2 | -2 | 0 | -2 | -2 | -2 | -2 | 0 | -2 | -2 | -2 | 0 | 0 | 0 | 0 | -2 | -2 | -2 | 0 | -2 | 0 | 0 | 0 | 0 | -2 | 0 | -2 | -2 | 0 | 0 | 0 | 0 | 2 | 0 | 1 | 0 | 0 | 0 | 0 | 0 | 0 | 0 | 0 | 0 | 0 | -2 | 0 | 0 | 0 | 0 | 0 | -2 | -1 | -1 | -2 | -2 | -2 |  | -2
Revitalize Charging Solutions | REV+25 Dual | REV+25 Dual | PG&E | AC | 12 | 2025-10-28 | 2025-10-28 | Non-Networked |  | Dual port | AC Level 2, Dual Port, Wallmount, 12kW, 50 Amp, Type 1, 2 X 25' Cables, Single Phase Charger. Unit Ships in 1 box. Includes cable holder and mounting bracket. | 2 | -2 | -2 | 0 | 0 | 0 | -2 | -2 | -2 | -2 | -2 | -2 | 0 | -2 | -2 | 0 | 0 | 0 | -1 | -1 | 0 | 0 | -2 | 0 | 0 | 0 | 0 | 1 | 0 | 0 | 0 | 0 | 0 | 0 | 0 | 0 | 0 | 0 | 0 | 0 | 0 | 0 | -2 | 0 | -2 | -2 | -2 | -2 | -2 | -2 | -2 | -2 | -2 | -2 | -2 | -2 | -2 | -2 | -2 | -2 | 0 | -2 | -2 | -2 | -2 | 0 | -2 | -2 | -2 | 0 | 0 | 0 | 0 | -2 | -2 | -2 | 0 | -2 | 0 | 0 | 0 | 0 | -2 | 0 | -2 | -2 | 0 | 0 | 0 | 0 | 2 | 0 | 1 | 0 | 0 | 0 | 0 | 0 | 0 | 0 | 0 | 0 | 0 | -2 | 0 | 0 | 0 | 0 | 0 | -2 | -1 | -1 | -2 | -2 | -2 |  | -2
SARIN Energy | SES-EVC-AC48A01HW-U-***** | Deluxe Premium Commercial Charger | EPRI/Evergy | AC | 11.5 | 2025-06-17 | 2025-05-08 | Network Capable |  | Single port. | Single port. This unit has been tested with Stay-N-Charge software and may be purchased with configuration to this network. However, the unit is capable of operating on any OCPP compliant network. | 2 | -2 | -2 | 1 | -1 | -1 | -2 | -2 | -2 | -2 | -2 | -2 | 1 | -2 | -2 | 2 | 0 | 2 | -1 | -1 | 1 | 1 | -2 | 1 | 1 | 1 | 1 | 1 | 1 | 1 | 1 | 1 | 1 | 2 | 2 | 2 | 1 | 1 | -1 | -1 | -1 | -1 | -1 | -1 | -2 | -2 | -2 | -2 | -2 | -2 | -2 | -2 | -2 | -2 | -2 | -2 | -2 | -2 | -2 | -2 | -1 | -2 | -2 | -2 | -2 | -1 | -2 | -2 | -2 | -1 | -1 | 1 | -1 | -2 | -2 | -2 | -1 | -2 | -1 | -1 | -1 | 1 | -2 | 1 | -2 | -2 | 1 | -1 | -1 | 1 | 1 | 1 | -1 | -1 | -1 | 1 | -1 | -1 | 1 | 1 | 1 | 1 | 1 | -2 | 1 | -2 | -2 | -2 | 1 | -1 | 1 | -2 | -2 | -2 | -2 |  | -2
Sarin Energy |  |  | Evergy | NETWORK | NA | 2025-07-24 | 2025-07-24 | Network Software | Stay N Charge |  |  | -2 | -2 | -2 | -2 | -2 | -2 | -2 | -2 | -2 | -2 | -2 | -2 | -2 | -2 | -2 | -2 | -2 | -2 | -2 | -2 | -2 | -2 | -2 | -2 | -2 | -2 | -2 | -2 | -2 | -2 | -2 | -2 | -2 | -2 | -2 | -2 | -2 | -2 | -2 | -2 | -2 | -2 | -2 | -2 | 0 | 0 | 0 | 1 | 0 | 0 | 0 | 1 | 0 | 0 | 0 | 0 | 0 | 1 | 0 | 1 | -2 | -2 | 0 | 0 | 0 | 0 | 0 | 0 | -2 | 0 | -2 | 0 | 0 | 0 | 0 | 0 | 0 | 0 | -2 | -2 | -2 | -2 | -2 | -2 | -2 | -2 | 0 | 0 | 0 | 0 | -2 | -2 | 0 | -2 | -2 | 0 | 0 | 0 | -2 | 0 | 0 | 0 | 0 | 0 | 0 | 0 | 0 | 0 | 1 | -2 | -2 | -2 | -2 | 0 | -1 |  | -2
Shell Recharge |  |  | PGE | NETWORK | NA | 2022-10-24 | 2022-10-24 | Network Software | Shell Recharge Network |  |  | -2 | -2 | -2 | -2 | -2 | -2 | -2 | -2 | -2 | -2 | -2 | -2 | -2 | -2 | -2 | -2 | -2 | -2 | -2 | -2 | -2 | -2 | -2 | -2 | -2 | -2 | -2 | -2 | -2 | -2 | -2 | -2 | -2 | -2 | -2 | -2 | -2 | -2 | -2 | -2 | -2 | -2 | -2 | -2 | 0 | -1 | -1 | 1 | -2 | 0 | 0 | 0 | 0 | 0 | -1 | -1 | 0 | 1 | -1 | 0 | -2 | -2 | 0 | 0 | 0 | 0 | 0 | 0 | -2 | 0 | -2 | 0 | 0 | 0 | 0 | 0 | 0 | 0 | -2 | -2 | -2 | -2 | -2 | -2 | -2 | -2 | -2 | 0 | 0 | 0 | -2 | -2 | 0 | -2 | -2 | 0 | 0 | 0 | -2 | 0 | 0 | 0 | 0 | 0 | 0 | 0 | 0 | 0 | 0 | -2 | -2 | -1 | -1 | 1 | -1 |  | 1
Siemens | 8EM13105HF141GA2 | VersiCharge AC 48A NTEP | EPRI | AC | 11.5 | 2025-05-08 | 2025-01-28 | Network Capable | NA | Single Port | Single Port, Standalone network capability | 2 | -2 | -2 | 1 | 0 | 0 | -2 | -2 | -2 | -2 | -2 | -2 | 1 | -2 | -2 | 2 | 0 | 2 | -1 | -1 | 1 | 1 | -2 | 1 | 1 | 1 | 1 | 0 | 0 | 0 | 0 | 1 | 1 | -1 | -1 | -1 | 1 | 1 | 1 | 1 | -1 | -1 | -2 | 1 | -2 | -2 | -2 | -2 | -2 | -2 | -2 | -2 | -2 | -2 | -2 | -2 | -2 | -2 | -2 | -2 | -1 | -2 | -1 | -2 | -2 | -1 | -2 | -1 | -1 | 1 | 0 | 0 | 0 | -2 | -2 | -2 | 0 | 0 | 1 | 1 | -2 | 1 | -2 | 1 | -2 | -2 | -1 | -1 | -1 | -1 | 2 | 2 | -1 | 1 | 0 | 1 | 0 | -2 | 1 | 1 | 1 | 1 | -1 | -2 | 1 | -2 | -2 | -2 | 0 | -1 | 1 | 1 | -1 | -2 | -2 |  | -2
Siemens | 8EM13105HF141GA2-40 | VersiCharge AC 48A NTEP-40 | EPRI | AC | 9.6 | 2025-12-02 | 2025-12-02 | Network Capable | NA | Single Port | Single Port, Standalone network capability | 2 | -2 | -2 | 1 | 0 | 0 | -2 | -2 | -2 | -2 | -2 | -2 | 1 | -2 | -2 | 2 | 0 | 2 | -1 | -1 | 1 | 1 | -2 | 1 | 1 | 1 | 1 | 0 | 0 | 0 | 0 | 1 | 1 | -1 | -1 | -1 | 1 | 1 | 1 | 1 | -1 | -1 | -2 | 1 | -2 | -2 | -2 | -2 | -2 | -2 | -2 | -2 | -2 | -2 | -2 | -2 | -2 | -2 | -2 | -2 | -1 | -2 | -1 | -2 | -2 | -1 | -2 | -1 | -1 | 1 | 0 | 0 | 0 | -2 | -2 | -2 | 0 | 0 | 1 | 1 | -2 | 1 | -2 | 1 | -2 | -2 | -1 | -1 | -1 | -1 | 2 | 2 | -1 | 1 | 0 | 1 | 0 | -2 | 1 | 1 | 1 | 1 | -1 | -2 | 1 | -2 | -2 | -2 | 0 | 1 | -1 | 1 | -1 | -2 | -2 |  | -2
Siemens | 8EM13155HG141GA2 | VersiCharge Blue AC 48A NTEP | EPRI | AC | 11.5 | 2025-05-08 | 2025-01-28 | Network Capable | NA | Single Port | Single Port, Standalone network capability | 2 | -2 | -2 | 1 | 0 | 0 | -2 | -2 | -2 | -2 | -2 | -2 | 1 | -2 | -2 | 2 | 0 | 2 | -1 | -1 | 1 | 1 | -2 | 1 | 1 | 1 | 1 | 0 | 0 | 0 | 0 | 1 | 1 | -1 | -1 | -1 | 1 | 1 | 1 | 1 | -1 | -1 | -2 | 1 | -2 | -2 | -2 | -2 | -2 | -2 | -2 | -2 | -2 | -2 | -2 | -2 | -2 | -2 | -2 | -2 | -1 | -2 | -1 | -2 | -2 | -1 | -2 | -1 | -1 | 1 | 0 | 0 | 0 | -2 | -2 | -2 | 0 | 0 | 1 | 1 | -2 | 1 | -2 | 1 | -2 | -2 | -1 | -1 | -1 | -1 | 2 | 2 | -1 | 1 | 0 | 1 | 0 | -2 | 1 | 1 | 1 | 1 | -1 | -2 | 1 | -2 | -2 | -2 | 0 | -1 | 1 | 1 | -1 | -2 | -2 |  | -2
Siemens | 8EM13155HG141GA2-40 | VersiCharge Blue AC 48A NTEP-40 | EPRI | AC | 9.6 | 2025-12-02 | 2025-12-02 | Network Capable | NA | Single Port | Single Port, Standalone network capability | 2 | -2 | -2 | 1 | 0 | 0 | -2 | -2 | -2 | -2 | -2 | -2 | 1 | -2 | -2 | 2 | 0 | 2 | -1 | -1 | 1 | 1 | -2 | 1 | 1 | 1 | 1 | 0 | 0 | 0 | 0 | 1 | 1 | -1 | -1 | -1 | 1 | 1 | 1 | 1 | -1 | -1 | -2 | 1 | -2 | -2 | -2 | -2 | -2 | -2 | -2 | -2 | -2 | -2 | -2 | -2 | -2 | -2 | -2 | -2 | -1 | -2 | -1 | -2 | -2 | -1 | -2 | -1 | -1 | 1 | 0 | 0 | 0 | -2 | -2 | -2 | 0 | 0 | 1 | 1 | -2 | 1 | -2 | 1 | -2 | -2 | -1 | -1 | -1 | -1 | 2 | 2 | -1 | 1 | 0 | 1 | 0 | -2 | 1 | 1 | 1 | 1 | -1 | -2 | 1 | -2 | -2 | -2 | 0 | 1 | -1 | 1 | -1 | -2 | -2 |  | -2
Siemens |  | VersiCharge Ultra50 | Eversource CT | DC | 50 | 2025-12-08 | 2025-12-08 | Network Capable |  |  |  | -2 | 2 | -2 | -2 | -2 | -2 | 0 | 0 | 0 | 0 | -2 | -2 | -2 | 0 | -2 | 0 | -2 | 0 | -1 | -1 | 0 | -2 | 0 | 0 | 0 | 0 | 0 | 0 | 0 | 0 | 0 | 0 | 0 | 0 | 0 | 0 | 0 | 0 | 0 | 0 | 0 | 0 | -2 | 0 | -2 | -2 | -2 | -2 | -2 | -2 | -2 | -2 | -2 | -2 | -2 | -2 | -2 | -2 | -2 | -2 | -2 | 0 | -2 | -2 | -2 | 0 | -2 | -2 | -2 | 0 | 0 | 0 | 0 | -2 | -2 | -2 | 0 | -2 | -2 | 0 | 0 | -2 | 0 | -2 | 0 | 0 | 0 | 0 | 0 | 0 | 0 | -2 | 0 | 0 | 0 | 0 | 0 | 0 | 0 | 0 | 0 | 0 | 0 | -2 | 0 | 0 | 0 | 0 | 0 | -2 | -2 | 0 | -2 | -2 | -2 | 1 | 1
Siemens | P3REC100003605 | SiCHARGE UC150 | SCE | DC | 150 | 2024-07-01 | 2024-07-01 | Network Capable | NA | Single Port | 1x CCS1 connector. Vetted dispensers are P3REC100003604 and P3REC100003615 | -2 | 2 | -2 | -2 | -2 | -2 | 1 | 0 | 0 | 0 | -2 | -2 | -2 | 1 | -2 | 0 | 0 | 0 | -1 | -1 | 1 | -2 | 0 | 1 | 1 | 1 | 1 | 0 | 0 | 0 | 0 | 1 | 0 | -1 | -1 | -1 | 1 | 1 | 1 | 0 | -1 | -1 | -2 | 0 | -2 | -2 | -2 | -2 | -2 | -2 | -2 | -2 | -2 | -2 | -2 | -2 | -2 | -2 | -2 | -2 | -2 | 0 | 0 | -2 | -2 | 0 | -2 | 0 | -1 | 1 | 0 | 0 | 0 | -2 | -2 | -2 | 0 | 0 | -2 | 0 | -2 | -2 | 0 | -2 | 0 | 0 | 0 | 0 | 0 | 0 | 2 | -2 | 0 | 0 | 0 | 0 | 0 | -2 | 0 | 0 | 0 | 0 | 0 | -2 | 0 | -2 | -2 | -2 | 0 | -2 | -2 | 1 | -1 | -2 | -2 |  | -2
Siemens | SICHARGE UC150 P3REC100003602 (8EM40012AA101AA2) | SiCHARGE UC150 | EPRI | DC | 150 | 2024-07-01 | 2024-07-01 | Network Capable | NA | Single Port | 1x CCS1 connector. Vetted dispensers are P3REC100003604 and P3REC100003615 | -2 | 2 | -2 | -2 | -2 | -2 | 1 | 0 | 0 | 0 | -2 | -2 | -2 | 1 | -2 | 2 | -2 | -1 | -1 | -1 | 1 | -2 | 1 | 1 | 1 | 1 | 1 | 0 | 0 | 0 | 0 | 1 | 1 | -1 | -1 | -1 | 1 | 1 | 1 | -1 | -1 | -1 | -2 | -1 | -2 | -2 | -2 | -2 | -2 | -2 | -2 | -2 | -2 | -2 | -2 | -2 | -2 | -2 | -2 | -2 | -2 | -1 | -1 | -2 | -2 | -1 | -2 | -1 | -1 | 1 | 0 | 0 | 0 | -2 | -2 | -2 | 0 | 0 | -2 | -1 | -2 | -2 | 1 | -2 | 1 | 1 | -1 | -1 | -1 | -1 | 2 | -2 | -1 | 1 | 0 | 1 | 0 | -2 | -1 | -1 | -1 | -1 | -1 | -2 | -1 | -2 | -2 | -2 | 0 | -2 | -2 | 1 | -1 | -2 | -2 |  | -2
Siemens | VCSG30GCPUW | VersiCharge | SCE | AC | 7.2 | 2024-07-01 | 2024-07-01 | Network Capable | NA | Single Port | Single Port, Must acquire Gateway for network connectivity | 2 | -2 | -2 | 1 | 0 | 0 | -2 | -2 | -2 | -2 | -2 | -2 | 1 | -2 | -2 | 0 | 0 | 0 | -1 | -1 | 1 | 0 | -2 | 1 | 1 | 1 | 1 | 0 | 0 | 0 | 0 | 0 | 0 | -1 | -1 | -1 | 1 | 1 | 1 | 0 | -1 | -1 | -2 | 0 | -2 | -2 | -2 | -2 | -2 | -2 | -2 | -2 | -2 | -2 | -2 | -2 | -2 | -2 | -2 | -2 | 0 | -2 | 0 | -2 | -2 | 0 | -2 | 0 | -1 | -1 | 0 | 0 | 0 | -2 | -2 | -2 | 0 | 0 | -1 | 0 | -2 | 0 | -2 | 0 | -2 | -2 | 0 | 0 | 0 | 0 | 2 | 0 | 0 | 0 | 0 | 0 | 0 | -2 | 0 | 0 | 0 | 0 | 0 | -2 | 0 | -2 | -2 | -2 | 0 | 1 | 1 | 1 | -1 | -2 | -2 |  | -2
Siemens | VersiCharge 11.5kW 8EM1310-5CF14-0GA0 | VersiCharge | EPRI/PGE | AC | 11.5 | 2025-05-08 | 2022-07-11 | Network Capable | NA | Single Port | Single Port, Standalone network capability | 2 | -2 | -2 | 1 | 0 | 0 | -2 | -2 | -2 | -2 | -2 | -2 | 1 | -2 | -2 | 2 | 0 | 2 | -1 | -1 | 1 | 1 | -2 | 1 | 1 | 1 | 1 | 0 | 0 | 0 | 0 | 1 | 1 | -1 | -1 | -1 | 1 | 1 | 1 | 1 | -1 | -1 | -2 | 1 | -2 | -2 | -2 | -2 | -2 | -2 | -2 | -2 | -2 | -2 | -2 | -2 | -2 | -2 | -2 | -2 | -1 | -2 | -1 | -2 | -2 | -1 | -2 | -1 | -1 | 1 | 0 | 0 | 0 | -2 | -2 | -2 | 0 | 0 | 1 | 1 | -2 | 1 | -2 | 1 | -2 | -2 | -1 | -1 | -1 | -1 | 2 | 2 | -1 | 1 | 0 | 1 | 0 | -2 | 1 | 1 | 1 | 1 | -1 | -2 | 1 | -2 | -2 | -2 | 0 | -1 | 1 | 1 | -1 | -2 | -2 |  | 1
Siemens | VersiCharge 11.5kW 8EM1310-5CF14-1GA2 | VersiCharge | EPRI/PGE | AC | 11.5 | 2025-05-08 | 2022-07-11 | Network Capable | NA | Single Port | Single Port, Standalone network capability | 2 | -2 | -2 | 1 | 0 | 0 | -2 | -2 | -2 | -2 | -2 | -2 | 1 | -2 | -2 | 2 | 0 | 2 | -1 | -1 | 1 | 1 | -2 | 1 | 1 | 1 | 1 | 0 | 0 | 0 | 0 | 1 | 1 | -1 | -1 | -1 | 1 | 1 | 1 | 1 | -1 | -1 | -2 | 1 | -2 | -2 | -2 | -2 | -2 | -2 | -2 | -2 | -2 | -2 | -2 | -2 | -2 | -2 | -2 | -2 | -1 | -2 | -1 | -2 | -2 | -1 | -2 | -1 | -1 | 1 | 0 | 0 | 0 | -2 | -2 | -2 | 0 | 0 | 1 | 1 | -2 | 1 | -2 | 1 | -2 | -2 | -1 | -1 | -1 | -1 | 2 | 2 | -1 | 1 | 0 | 1 | 0 | -2 | 1 | 1 | 1 | 1 | -1 | -2 | 1 | -2 | -2 | -2 | 0 | -1 | 1 | 1 | -1 | -2 | -2 |  | 1
Siemens | VersiCharge 11.5kW 8EM1312-5CF18-0FA3 | VersiCharge | EPRI/PGE | AC | 11.5 | 2025-05-08 | 2022-07-11 | Network Capable | NA | Single Port | Single Port, Standalone network capability | 2 | -2 | -2 | 1 | 0 | 0 | -2 | -2 | -2 | -2 | -2 | -2 | 1 | -2 | -2 | 2 | 0 | 2 | -1 | -1 | 1 | 1 | -2 | 1 | 1 | 1 | 1 | 0 | 0 | 0 | 0 | 1 | 1 | -1 | -1 | -1 | 1 | 1 | 1 | 1 | -1 | -1 | -2 | 1 | -2 | -2 | -2 | -2 | -2 | -2 | -2 | -2 | -2 | -2 | -2 | -2 | -2 | -2 | -2 | -2 | -1 | -2 | -1 | -2 | -2 | -1 | -2 | -1 | -1 | 1 | 0 | 0 | 0 | -2 | -2 | -2 | 0 | 0 | 1 | 1 | -2 | 1 | -2 | 1 | -2 | -2 | -1 | -1 | -1 | -1 | 2 | 2 | -1 | 1 | 0 | 1 | 0 | -2 | 1 | 1 | 1 | 1 | -1 | -2 | 1 | -2 | -2 | -2 | 0 | -1 | 1 | 1 | -1 | -2 | -2 |  | 1
Siemens | VersiCharge 9.6kW 8EM1310-4CF14-0GA0 | VersiCharge | EPRI/PGE | AC | 9.6 | 2025-05-08 | 2022-07-11 | Network Capable | NA | Single Port | Single Port, Standalone network capability | 2 | -2 | -2 | 1 | 0 | 0 | -2 | -2 | -2 | -2 | -2 | -2 | 1 | -2 | -2 | 2 | 0 | 2 | -1 | -1 | 1 | 1 | -2 | 1 | 1 | 1 | 1 | 0 | 0 | 0 | 0 | 1 | 1 | -1 | -1 | -1 | 1 | 1 | 1 | 1 | -1 | -1 | -2 | 1 | -2 | -2 | -2 | -2 | -2 | -2 | -2 | -2 | -2 | -2 | -2 | -2 | -2 | -2 | -2 | -2 | -1 | -2 | -1 | -2 | -2 | -1 | -2 | -1 | -1 | 1 | 0 | 0 | 0 | -2 | -2 | -2 | 0 | 0 | -1 | 1 | -2 | 1 | -2 | 1 | -2 | -2 | -1 | -1 | -1 | -1 | 2 | 2 | -1 | 1 | 0 | 1 | 0 | -2 | 1 | 1 | 1 | 1 | -1 | -2 | 1 | -2 | -2 | -2 | 0 | 1 | 1 | 1 | -1 | -2 | -2 |  | 1
Siemens | VersiCharge 9.6kW 8EM1310-4CF14-1GA2 | VersiCharge | EPRI/PGE | AC | 9.6 | 2025-05-08 | 2022-07-11 | Network Capable | NA | Single Port | Single Port, Standalone network capability | 2 | -2 | -2 | 1 | 0 | 0 | -2 | -2 | -2 | -2 | -2 | -2 | 1 | -2 | -2 | 2 | 0 | 2 | -1 | -1 | 1 | 1 | -2 | 1 | 1 | 1 | 1 | 0 | 0 | 0 | 0 | 1 | 1 | -1 | -1 | -1 | 1 | 1 | 1 | 1 | -1 | -1 | -2 | 1 | -2 | -2 | -2 | -2 | -2 | -2 | -2 | -2 | -2 | -2 | -2 | -2 | -2 | -2 | -2 | -2 | -1 | -2 | -1 | -2 | -2 | -1 | -2 | -1 | -1 | 1 | 0 | 0 | 0 | -2 | -2 | -2 | 0 | 0 | -1 | 1 | -2 | 1 | -2 | 1 | -2 | -2 | -1 | -1 | -1 | -1 | 2 | 2 | -1 | 1 | 0 | 1 | 0 | -2 | 1 | 1 | 1 | 1 | -1 | -2 | 1 | -2 | -2 | -2 | 0 | 1 | 1 | 1 | -1 | -2 | -2 |  | 1
Siemens | VersiCharge 9.6kW 8EM1312-4CF18-0FA3 | VersiCharge | EPRI/PGE | AC | 9.6 | 2025-05-08 | 2022-07-11 | Network Capable | NA | Single Port | Single Port, Standalone network capability | 2 | -2 | -2 | 1 | 0 | 0 | -2 | -2 | -2 | -2 | -2 | -2 | 1 | -2 | -2 | 2 | 0 | 2 | -1 | -1 | 1 | 1 | -2 | 1 | 1 | 1 | 1 | 0 | 0 | 0 | 0 | 1 | 1 | -1 | -1 | -1 | 1 | 1 | 1 | 1 | -1 | -1 | -2 | 1 | -2 | -2 | -2 | -2 | -2 | -2 | -2 | -2 | -2 | -2 | -2 | -2 | -2 | -2 | -2 | -2 | -1 | -2 | -1 | -2 | -2 | -1 | -2 | -1 | -1 | 1 | 0 | 0 | 0 | -2 | -2 | -2 | 0 | 0 | -1 | 1 | -2 | 1 | -2 | 1 | -2 | -2 | -1 | -1 | -1 | -1 | 2 | 2 | -1 | 1 | 0 | 1 | 0 | -2 | 1 | 1 | 1 | 1 | -1 | -2 | 1 | -2 | -2 | -2 | 0 | 1 | 1 | 1 | -1 | -2 | -2 |  | 1
Sinexcel | SEC1000/160Y-H-U； SEC1000/160Y-T-U； SEC1000/160Y-HH-U； SEC1000/160Y-TT-U； SEC1000/160Y-HT-U； SEC1000/120Y-H-U； SEC1000/120Y-T-U； SEC1000/120Y-HH-U； SEC1000/120Y-TT-U； SEC1000/120Y-HT-U； SEC1000/60Y-C-U； SEC1000/60Y-S-U； SEC1000/60Y-CC-U； SEC1000/60Y-SS-U； SEC1000/60Y-SC-U； | SEC160 | EPRI | DC | 160 | 2025-04-11 | 2025-04-11 | Network Capable |  | Single or dual port. | Output range:200V-1000V efficiency:Up to 96% Full certification User-friendly ADA Multiple payment methods Support for customization PLUG& CHARGE Hardware 15118-Ready Can Output 350A CCS1 boost 500A NACS boost 400A | -2 | 2 | -2 | -2 | -2 | -2 | 1 | 1 | 1 | -1 | -2 | -2 | -2 | 1 | -2 | 2 | -2 | 2 | 2 | 2 | 1 | -2 | 1 | 1 | 1 | 1 | 1 | 1 | 1 | 1 | 1 | 1 | 1 | 2 | 2 | 2 | 1 | 1 | 1 | 1 | -1 | -1 | -2 | 1 | -2 | -2 | -2 | -2 | -2 | -2 | -2 | -2 | -2 | -2 | -2 | -2 | -2 | -2 | -2 | -2 | -2 | 1 | -2 | -2 | -2 | 1 | -2 | -2 | -2 | 1 | 1 | 1 | 1 | -2 | -2 | -2 | 1 | -2 | -2 | 1 | 1 | -2 | 1 | -2 | 1 | 1 | 1 | 1 | 1 | 1 | 2 | -2 | 1 | 1 | -1 | 1 | 1 | -2 | 1 | 1 | 1 | 1 | 1 | -2 | 1 | -2 | -2 | -2 | 1 | -2 | -2 | 1 | 1 | -2 | -2 |  | -2
Sinexcel | SEC1000/240Y-H-U SEC1000/240Y-HH-U SEC1000/240Y-HJ-U SEC1000/240Y-T-U SEC1000/240Y-HT-U SEC1000/240Y-TJ-U SEC1000/240Y-TT-U | SEC 240 | EPRI | DC | 240 | 2025-04-11 | 2025-04-11 | Network Capable |  | Single or dual port. | Output range:200V-1000V efficiency:Up to 96% Full certification User-friendly ADA Multiple payment methods Support for customization PLUG& CHARGE Hardware 15118-Ready Can Output 350A CCS1 boost 500A NACS boost 400A | -2 | 2 | -2 | -2 | -2 | -2 | 1 | 1 | 1 | -1 | -2 | -2 | -2 | 1 | -2 | 2 | -2 | 2 | 2 | 2 | 1 | -2 | 1 | 1 | 1 | 1 | 1 | 1 | 1 | 1 | 1 | 1 | 1 | 2 | 2 | 2 | 1 | 1 | 1 | 1 | -1 | -1 | -2 | 1 | -2 | -2 | -2 | -2 | -2 | -2 | -2 | -2 | -2 | -2 | -2 | -2 | -2 | -2 | -2 | -2 | -2 | 1 | -2 | -2 | -2 | 1 | -2 | -2 | -2 | 1 | 1 | 1 | 1 | -2 | -2 | -2 | 1 | -2 | -2 | 1 | 1 | -2 | 1 | -2 | 1 | 1 | 1 | 1 | 1 | 1 | 2 | -2 | 1 | 1 | -1 | 1 | 1 | -2 | 1 | 1 | 1 | 1 | 1 | -2 | 1 | -2 | -2 | -2 | 1 | -2 | -2 | 1 | 1 | -2 | -2 |  | -2
Sinexcel | SEC1000/360F-N-U SEC1000/480F-N-U SEC1000/200U-C-U SEC1000/200U-CC-U SEC1000/200U-CJ-U SEC1000/300U-H-U SEC1000/300U-HH-U SEC1000/300U-HC-U SEC1000/300U-HJ-U SEC1000/500U-F-U SEC1000/500U-FH-U SEC1000/500U-FC-U SEC1000/500U-FJ-U SEC1000/300U-T-U SEC1000/300U-TJ-U SEC1000/300U-HT-U SEC1000/300U-TT-U SEC1000/300U-TC-U SEC1000/500U-FT-U | SEC 480 | EPRI | DC | 480 | 2025-04-11 | 2025-04-11 | Network Capable |  | 1-6 ports. | Output range:200V-1000V efficiency:Up to 96% Full certification User-friendly ADA Multiple payment methods Support for customization PLUG& CHARGE Hardware 15118-Ready Air cooling output 350A Liquid cooling sustained maximum output 500A | -2 | 2 | -2 | -2 | -2 | -2 | 1 | 1 | 1 | -1 | -2 | -2 | -2 | 1 | -2 | 2 | -2 | -1 | 2 | 2 | 1 | -2 | 1 | 1 | 1 | 1 | 1 | 1 | 1 | 1 | 1 | 1 | 1 | 2 | 2 | 2 | 1 | 1 | 1 | 1 | -1 | -1 | -2 | 1 | -2 | -2 | -2 | -2 | -2 | -2 | -2 | -2 | -2 | -2 | -2 | -2 | -2 | -2 | -2 | -2 | -2 | 1 | -2 | -2 | -2 | 1 | -2 | -2 | -2 | 1 | 1 | 1 | 1 | -2 | -2 | -2 | 1 | -2 | -2 | 1 | 1 | -2 | 1 | -2 | 1 | 1 | 1 | 1 | 1 | 1 | 2 | -2 | 1 | 1 | -1 | 1 | 1 | -2 | 1 | 1 | 1 | 1 | 1 | -2 | 1 | -2 | -2 | -2 | 1 | -2 | -2 | 1 | 1 | -2 | -2 |  | -2
SK Signet | CD40*# / CP60*# | V2 VE 600kW Distributed system | EPRI | DC | 400 | 2025-05-08 | 2025-05-08 | Network Capable |  | Up to 4 ports. | Two dispensers type or four dispensers type. CCS1 and NACS connectors are supported. "*#" in the end of model number identifies any changes including hardware, option, certifications, and etc. | -2 | 2 | -2 | -2 | -2 | -2 | 1 | -1 | 1 | -1 | -2 | -2 | -2 | 1 | -2 | 2 | -2 | -1 | -1 | -1 | 1 | -2 | 1 | 1 | 1 | 1 | 1 | 1 | 1 | 1 | 1 | 1 | 1 | -1 | -1 | -1 | 1 | 1 | 1 | 1 | -1 | -1 | -2 | 1 | -2 | -2 | -2 | -2 | -2 | -2 | -2 | -2 | -2 | -2 | -2 | -2 | -2 | -2 | -2 | -2 | -2 | 1 | -2 | -2 | -2 | 1 | -2 | -2 | -2 | 1 | 1 | 1 | 1 | -2 | -2 | -2 | -1 | -2 | -2 | 1 | 1 | -2 | 1 | -2 | 1 | 1 | 1 | -1 | -1 | -1 | 2 | -2 | 1 | 1 | 1 | 1 | 1 | -1 | 1 | 1 | 1 | 1 | 1 | -2 | 1 | -2 | -2 | -2 | 1 | -2 | -2 | 1 | -1 | -2 | -2 |  | -2
SK Signet | FC200K-##-## | V2 200kW AIO system | EPRI | DC | 200 | 2025-05-08 | 2024-07-01 | Network Capable | NA | Dual Port | "xx" in the model number identifies connector type. "B2": Dual CCS1 connector "BH": CCS1 and NACS connector | -2 | 2 | -2 | -2 | -2 | -2 | 1 | -1 | 1 | -1 | -2 | -2 | -2 | 1 | -2 | 2 | -2 | 2 | -1 | -1 | 1 | -2 | 1 | 1 | 1 | 1 | 1 | 1 | 1 | 1 | 1 | 1 | 1 | -1 | -1 | -1 | 1 | 1 | 1 | 1 | -1 | -1 | -2 | 1 | -2 | -2 | -2 | -2 | -2 | -2 | -2 | -2 | -2 | -2 | -2 | -2 | -2 | -2 | -2 | -2 | -2 | 1 | -2 | -2 | -2 | 1 | -2 | -2 | -2 | 1 | 1 | 1 | 1 | -2 | -2 | -2 | -1 | -2 | -2 | 1 | 1 | -2 | 1 | -2 | 1 | 1 | 1 | -1 | -1 | -1 | 2 | -2 | 1 | 1 | 1 | 1 | 1 | -1 | 1 | 1 | 1 | 1 | 1 | -2 | 1 | -2 | -2 | -2 | 1 | -2 | -2 | 1 | -1 | -2 | -2 |  | -2
SK Signet | HPC175K-PS | Signet HP | SCE/PGE | DC | 350 | 2024-07-01 | 2024-07-01 | Network Capable | NA |  | Power Cabinet, 1x CCS1 connector 1x CHAdeMO connector Vetted dispensers are SHDP350K-NCC-PS | -2 | 2 | -2 | -2 | -2 | -2 | 1 | 1 | 0 | 0 | -2 | -2 | -2 | 1 | -2 | 2 | -2 | 0 | -1 | -1 | 1 | -2 | 1 | 1 | 1 | 1 | 1 | 0 | 0 | 0 | 0 | 1 | 0 | -1 | -1 | -1 | 1 | 1 | 1 | 0 | -1 | -1 | -2 | 0 | -2 | -2 | -2 | -2 | -2 | -2 | -2 | -2 | -2 | -2 | -2 | -2 | -2 | -2 | -2 | -2 | -2 | 0 | 0 | -2 | -2 | 0 | -2 | 0 | -1 | -1 | 0 | 0 | 0 | -2 | -2 | -2 | 0 | 0 | -2 | 0 | -2 | -2 | 0 | -2 | 0 | 0 | 0 | 0 | 0 | 0 | 2 | -2 | 0 | 0 | 0 | 0 | 0 | -2 | 0 | 0 | 0 | 0 | 0 | -2 | 0 | -2 | -2 | -2 | 0 | -2 | -2 | 1 | -1 | -2 | -2 |  | 1
SK Signet | PC600K-PS-## | PC600K-PS-## | EPRI | DC | 600 | 2024-12-16 | 2024-12-16 | Network Capable |  | Up to 4 ports. | This is distributed system that can connect up to two 400kW dispensers(Model no: DP400K-xx-PS-yy) ## : Varaiable based on any other options xx : Variable based on connector type(CCS1, NACS) yy : variable based on any other options | -2 | 2 | -2 | -2 | -2 | -2 | 1 | -1 | 1 | -1 | -2 | -2 | -2 | 1 | -2 | 2 | -2 | -1 | -1 | -1 | 1 | -2 | 1 | 1 | 0 | 0 | 0 | 0 | 0 | 0 | 0 | 0 | 1 | -1 | -1 | -1 | 1 | 1 | 1 | 1 | -1 | -1 | -2 | 1 | -2 | -2 | -2 | -2 | -2 | -2 | -2 | -2 | -2 | -2 | -2 | -2 | -2 | -2 | -2 | -2 | -2 | -1 | -2 | -2 | -2 | 1 | -2 | -2 | -2 | 1 | 1 | 1 | 1 | -2 | -2 | -2 | 1 | -2 | -2 | 1 | 1 | -2 | 1 | -2 | 1 | 1 | 1 | 1 | -1 | -1 | 2 | -2 | -1 | 1 | 1 | 1 | -1 | -2 | 1 | 1 | 1 | 1 | 1 | -2 | 1 | -2 | -2 | -2 | -1 | -2 | -2 | 1 | -1 | -2 | -2 |  | -2
StarCharge | AC###AN030###### | Artemis | EPRI | AC | 19.2 | 2025-04-07 | 2024-07-01 | Network Capable | N/A | Single Port | Single port. | 2 | -2 | -2 | 1 | -1 | 1 | -2 | -2 | -2 | -2 | -2 | -2 | 1 | -2 | -2 | 2 | 0 | 2 | 2 | 2 | 1 | 1 | -2 | 1 | 1 | 1 | 1 | 1 | 1 | 1 | 1 | 1 | 1 | -1 | -1 | -1 | 1 | 1 | 1 | -1 | -1 | -1 | -2 | -1 | -2 | -2 | -2 | -2 | -2 | -2 | -2 | -2 | -2 | -2 | -2 | -2 | -2 | -2 | -2 | -2 | -1 | -2 | 1 | -2 | -2 | 1 | -2 | -1 | 1 | 1 | 1 | 1 | 1 | -2 | -2 | -2 | 1 | 1 | 1 | -1 | -1 | 1 | -2 | 1 | -2 | -2 | 1 | 1 | 1 | 1 | 2 | 2 | 1 | 1 | -1 | 1 | -1 | -1 | 1 | 1 | 1 | 1 | -1 | -2 | 1 | -2 | -2 | -2 | -1 | -1 | 1 | 1 | 1 | -2 | -2 |  | -2
StarCharge | AC###AN030######-40 | Artemis | EPRI | AC | 9.6 | 2025-04-07 | 2024-07-01 | Network Capable | N/A | Single Port | Single port. | 2 | -2 | -2 | 1 | -1 | 1 | -2 | -2 | -2 | -2 | -2 | -2 | 1 | -2 | -2 | 2 | 0 | 2 | 2 | 2 | 1 | 1 | -2 | 1 | 1 | 1 | 1 | 1 | 1 | 1 | 1 | 1 | 1 | -1 | -1 | -1 | 1 | 1 | 1 | -1 | -1 | -1 | -2 | -1 | -2 | -2 | -2 | -2 | -2 | -2 | -2 | -2 | -2 | -2 | -2 | -2 | -2 | -2 | -2 | -2 | -1 | -2 | 1 | -2 | -2 | 1 | -2 | -1 | 1 | 1 | 1 | 1 | 1 | -2 | -2 | -2 | 1 | 1 | 1 | -1 | -1 | 1 | -2 | 1 | -2 | -2 | 1 | 1 | 1 | 1 | 2 | 2 | 1 | 1 | -1 | 1 | -1 | -1 | 1 | 1 | 1 | 1 | -1 | -2 | 1 | -2 | -2 | -2 | -1 | 1 | -1 | 1 | 1 | -2 | -2 |  | -2
StarCharge | Athena 60kW | Athena 60kW | EPRI | DC | 60 | 2025-04-07 | 2024-07-01 | Network Capable | NA |  |  | -2 | 2 | -2 | -2 | -2 | -2 | 1 | -1 | -1 | -1 | -2 | -2 | -2 | -1 | -2 | 2 | -2 | 2 | -1 | -1 | 1 | -2 | 1 | -1 | 1 | 1 | 1 | 0 | 0 | 0 | 0 | 1 | 1 | -1 | -1 | -1 | 1 | 1 | -1 | -1 | -1 | -1 | -2 | -1 | -2 | -2 | -2 | -2 | -2 | -2 | -2 | -2 | -2 | -2 | -2 | -2 | -2 | -2 | -2 | -2 | -2 | 1 | -1 | -2 | -2 | 1 | -2 | -1 | -1 | 1 | 1 | 0 | 0 | -2 | -2 | -2 | 0 | 0 | -2 | -1 | -1 | -2 | 1 | -2 | -1 | 1 | -1 | 1 | 1 | 1 | 2 | -2 | 1 | 1 | -1 | 1 | -1 | -1 | 1 | 1 | 1 | 1 | 1 | -2 | 1 | -2 | -2 | -2 | 0 | -2 | -2 | 1 | 1 | -2 | -2 |  | -2
StarCharge | Aurora 11 | Aurora 11 | EPRI/SCE | DC | 11.5 | 2025-04-07 | 2024-07-01 | Network Capable | NA | Single Port | Single Port | -2 | 2 | -2 | -2 | -2 | -2 | 1 | 0 | 0 | 0 | -2 | -2 | -2 | 1 | -2 | 0 | 0 | 0 | -1 | -1 | 1 | -2 | 0 | 1 | 1 | 1 | 1 | 0 | 0 | 0 | 0 | 1 | 0 | -1 | -1 | -1 | 1 | 1 | 1 | 0 | -1 | -1 | -2 | 0 | -2 | -2 | -2 | -2 | -2 | -2 | -2 | -2 | -2 | -2 | -2 | -2 | -2 | -2 | -2 | -2 | -2 | 0 | 0 | -2 | -2 | 0 | -2 | 0 | -1 | -1 | 0 | 0 | 0 | -2 | -2 | -2 | 0 | 0 | -2 | 0 | -2 | -2 | 0 | -2 | 0 | 0 | 0 | 0 | 0 | 0 | 2 | -2 | 0 | 0 | 0 | 0 | 0 | -1 | 0 | 1 | 1 | 0 | 0 | -2 | 0 | -2 | -2 | -2 | 0 | -2 | -2 | 1 | 1 | -2 | -2 |  | -2
StarCharge | Aurora 7 | Aurora 7 | SCE | AC | 7.7 | 2025-04-07 | 2024-07-01 | Network Capable | NA | Single Port | Single Port | 2 | -2 | -2 | 1 | 0 | 0 | -2 | -2 | -2 | -2 | -2 | -2 | 1 | -2 | -2 | 0 | 0 | 0 | -1 | -1 | 1 | 0 | -2 | 1 | 1 | 1 | 1 | 0 | 0 | 0 | 0 | 0 | 0 | -1 | -1 | -1 | 1 | 1 | 1 | 0 | -1 | -1 | -2 | 0 | -2 | -2 | -2 | -2 | -2 | -2 | -2 | -2 | -2 | -2 | -2 | -2 | -2 | -2 | -2 | -2 | 0 | -2 | 0 | -2 | -2 | 0 | -2 | 0 | -1 | -1 | 0 | 0 | 0 | -2 | -2 | -2 | 0 | 0 | -1 | 0 | -2 | 0 | -2 | 0 | -2 | -2 | 0 | 0 | 0 | 0 | 2 | 0 | 0 | 0 | 0 | 0 | 0 | -1 | 0 | 1 | 1 | 0 | 0 | -2 | 0 | -2 | -2 | -2 | 0 | 1 | 1 | 1 | 1 | -2 | -2 |  | -2
StarCharge | DC3200AN147XYZ/ DC2800AN147XYZ/ DC2400AN147XYZ/ DC1800AN147XYZ/ DC1500AN147XYZ/ DC1200AN147XYZ | Titan 320kW | EPRI | DC | 320 | 2025-04-07 | 2024-12-11 | Network Capable |  | Dual port. | Dual port. | -2 | 2 | -2 | -2 | -2 | -2 | 1 | -1 | 1 | -1 | -2 | -2 | -2 | 1 | -2 | 2 | -2 | 2 | -1 | 2 | 1 | -2 | 1 | 1 | 1 | 1 | 1 | 1 | 1 | 1 | 1 | 1 | 1 | -1 | -1 | -1 | 1 | 1 | 1 | 1 | -1 | -1 | -2 | 1 | -2 | -2 | -2 | -2 | -2 | -2 | -2 | -2 | -2 | -2 | -2 | -2 | -2 | -2 | -2 | -2 | -2 | 1 | -2 | -2 | -2 | 1 | -2 | -2 | -2 | 1 | 1 | 1 | 1 | -2 | -2 | -2 | 1 | -2 | -2 | -1 | -1 | -2 | 1 | -2 | 1 | 1 | 1 | 1 | 1 | 1 | 2 | -2 | 1 | 1 | -1 | 1 | -1 | -2 | 1 | 1 | 1 | 1 | 1 | -2 | 1 | -2 | -2 | -2 | -1 | -2 | -2 | 1 | 1 | -2 | -2 |  | -2
StarCharge | Neptune 240kW | Neptune 240kW | EPRI | DC | 240 | 2025-04-07 | 2024-07-01 | Network Capable | NA |  | OCA Full and Security certificates under software version 1.2009.0 (alternate company name on OCA cert - Wanbang Digital Energy Co., Ltd.) | -2 | 2 | -2 | -2 | -2 | -2 | 1 | -1 | -1 | -1 | -2 | -2 | -2 | 1 | -2 | 2 | -2 | 2 | -1 | -1 | 1 | -2 | 1 | 1 | 1 | 1 | 1 | 0 | 0 | 0 | 0 | 1 | 1 | -1 | 2 | 2 | 1 | 1 | 1 | -1 | -1 | -1 | -2 | -1 | -2 | -2 | -2 | -2 | -2 | -2 | -2 | -2 | -2 | -2 | -2 | -2 | -2 | -2 | -2 | -2 | -2 | 1 | -1 | -2 | -2 | 1 | -2 | -1 | -1 | 1 | 1 | 0 | 0 | -2 | -2 | -2 | 0 | 0 | -2 | -1 | -1 | -2 | 1 | -2 | -1 | 1 | -1 | 1 | 1 | 1 | 2 | -2 | 1 | 1 | -1 | 1 | -1 | -1 | 1 | 1 | 1 | 1 | 1 | -2 | 1 | -2 | -2 | -2 | 0 | -2 | -2 | 1 | 1 | -2 | -2 |  | -2
StarCharge | Titan 180kW | Titan 180kW | EPRI | DC | 180 | 2025-04-07 | 2024-07-01 | Network Capable | N/A |  |  | -2 | 2 | -2 | -2 | -2 | -2 | 1 | -1 | -1 | -1 | -2 | -2 | -2 | 1 | -2 | 2 | -2 | -1 | -1 | -1 | 1 | -2 | 1 | 1 | -1 | -1 | -1 | -1 | -1 | -1 | -1 | -1 | 1 | 2 | 2 | 2 | 1 | 1 | 1 | -1 | -1 | -1 | -2 | -1 | -2 | -2 | -2 | -2 | -2 | -2 | -2 | -2 | -2 | -2 | -2 | -2 | -2 | -2 | -2 | -2 | -2 | 1 | -1 | -2 | -2 | 1 | -2 | -1 | -1 | 1 | -1 | -1 | -1 | -2 | -2 | -2 | -1 | -1 | -2 | -1 | -1 | -2 | 1 | -2 | -1 | 1 | 1 | -1 | -1 | -1 | 2 | -2 | 1 | 1 | -1 | 1 | -1 | -1 | 1 | 1 | 1 | 1 | 1 | -2 | 1 | -2 | -2 | -2 | -1 | -2 | -2 | 1 | 1 | -2 | -2 |  | -2
StarCharge | Triton | Triton | EPRI | DC | 200 | 2025-04-07 | 2024-07-01 | Network Capable | N/A | Single Port | Single port. | -2 | 2 | -2 | -2 | -2 | -2 | 1 | -1 | -1 | -1 | -2 | -2 | -2 | -1 | -2 | 2 | -2 | 2 | -1 | -1 | 1 | -2 | 1 | 1 | 1 | 1 | 1 | 1 | 1 | 1 | 1 | 1 | 1 | -1 | -1 | -1 | 1 | 1 | -1 | -1 | -1 | -1 | -2 | -1 | -2 | -2 | -2 | -2 | -2 | -2 | -2 | -2 | -2 | -2 | -2 | -2 | -2 | -2 | -2 | -2 | -2 | -1 | 1 | -2 | -2 | 1 | -2 | -1 | 1 | 1 | 1 | 1 | 1 | -2 | -2 | -2 | 1 | 1 | -2 | -1 | -1 | -2 | 1 | -2 | -1 | 1 | 1 | 1 | 1 | 1 | 2 | -2 | 1 | 1 | -1 | 1 | -1 | -1 | 1 | 1 | 1 | 1 | -1 | -2 | 1 | -2 | -2 | -2 | -1 | -2 | -2 | 1 | 1 | -2 | -2 |  | -2
StarCharge | Venus 30kW | Venus 30kW | EPRI | DC | 30 | 2025-04-07 | 2024-07-01 | Network Capable | NA |  |  | -2 | 2 | -2 | -2 | -2 | -2 | 1 | -1 | -1 | -1 | -2 | -2 | -2 | -1 | -2 | 2 | -2 | 2 | -1 | -1 | 1 | -2 | 1 | -1 | 1 | 1 | 1 | 0 | 0 | 0 | 0 | 1 | 1 | -1 | -1 | -1 | 1 | 1 | -1 | -1 | -1 | -1 | -2 | -1 | -2 | -2 | -2 | -2 | -2 | -2 | -2 | -2 | -2 | -2 | -2 | -2 | -2 | -2 | -2 | -2 | -2 | 1 | -1 | -2 | -2 | 1 | -2 | -1 | 1 | 1 | 1 | 0 | 0 | -2 | -2 | -2 | 0 | 0 | -2 | -1 | -1 | -2 | 1 | -2 | -1 | 1 | -1 | 1 | 1 | 1 | 2 | -2 | 1 | 1 | -1 | 1 | -1 | -1 | 1 | 1 | 1 | 1 | 1 | -2 | 1 | -2 | -2 | -2 | 0 | -2 | -2 | 1 | 1 | -2 | -2 |  | -2
SWTCH Energy | AXLU111001/48 | AX48 | EPRI | AC | 11 | 2025-04-18 | 2024-07-01 | Network Capable | NA | Single Port | Single Port, Standalone network capability; OCA Full and Security certificates under software version V1.00 | 2 | -2 | -2 | 1 | 1 | 1 | -2 | -2 | -2 | -2 | -2 | -2 | 1 | -2 | -2 | 2 | 0 | 2 | -1 | -1 | 1 | 1 | -2 | 1 | 1 | 1 | 1 | 1 | 1 | 1 | 1 | 1 | 1 | -1 | 2 | 2 | 1 | 1 | 1 | 1 | -1 | -1 | -2 | 1 | -2 | -2 | -2 | -2 | -2 | -2 | -2 | -2 | -2 | -2 | -2 | -2 | -2 | -2 | -2 | -2 | -1 | -2 | -1 | -2 | -2 | -1 | -2 | -1 | 1 | 1 | 1 | 1 | 1 | -2 | -2 | -2 | 1 | 1 | 1 | 1 | 1 | 1 | -2 | 1 | -2 | -2 | 1 | 1 | 1 | 1 | 2 | 2 | 1 | 1 | 1 | 1 | 1 | -2 | 1 | 1 | 1 | 1 | 1 | -2 | 1 | -2 | -2 | -2 | 0 | -1 | 1 | 1 | -1 | -2 | -2 |  | -2
SWTCH Energy | AXLU191001/80 | AX80 | EPRI | AC | 19.1 | 2025-04-18 | 2024-07-01 | Network Capable | NA | Single Port | Single Port, Standalone network capability | 2 | -2 | -2 | 1 | 1 | 1 | -2 | -2 | -2 | -2 | -2 | -2 | 1 | -2 | -2 | 2 | 0 | 2 | -1 | -1 | 1 | 1 | -2 | 1 | 1 | 1 | 1 | 1 | 1 | 1 | 1 | 1 | 1 | -1 | -1 | -1 | 1 | 1 | 1 | 1 | -1 | -1 | -2 | 1 | -2 | -2 | -2 | -2 | -2 | -2 | -2 | -2 | -2 | -2 | -2 | -2 | -2 | -2 | -2 | -2 | -1 | -2 | -1 | -2 | -2 | -1 | -2 | -1 | 1 | 1 | 1 | 1 | 1 | -2 | -2 | -2 | 1 | 1 | 1 | 1 | 1 | 1 | -2 | 1 | -2 | -2 | 1 | 1 | 1 | 1 | 2 | 2 | 1 | 1 | 1 | 1 | 1 | -2 | 1 | 1 | 1 | 1 | 1 | -2 | 1 | -2 | -2 | -2 | 0 | -1 | 1 | 1 | -1 | -2 | -2 |  | -2
SWTCH Energy | EX-1193-1 | SWTCH Lite-On Platinum IC3 80A | EPRI | AC | 19.2 | 2025-04-18 | 2024-07-01 | Network Capable | NA | Single Port | Single Port NRTL Listed as EX-1193-1 | 2 | -2 | -2 | 1 | -1 | 1 | -2 | -2 | -2 | -2 | -2 | -2 | 1 | -2 | -2 | 2 | 0 | 2 | -1 | -1 | 1 | 1 | -2 | 1 | 1 | 1 | 1 | 1 | 1 | 1 | 1 | 1 | 1 | -1 | -1 | -1 | 1 | 1 | 1 | 1 | -1 | -1 | -2 | 1 | 1 | -1 | -1 | 1 | -2 | 1 | 1 | 1 | 1 | 1 | -1 | -1 | 1 | 1 | 2 | 1 | 1 | -2 | 1 | -2 | -2 | 1 | -2 | 1 | 1 | 1 | 1 | 1 | 1 | -2 | -2 | -2 | 1 | 1 | 1 | -1 | -1 | 1 | -2 | 1 | -2 | -2 | 1 | 1 | 1 | 1 | 2 | 2 | 1 | 1 | 1 | 1 | 1 | 1 | 1 | 1 | 1 | 1 | 1 | -2 | 1 | -2 | -2 | -2 | 0 | -1 | 1 | 1 | -1 | -2 | -2 |  | -2
SWTCH Energy | EX-1193-3 | SWTCH Lite-On Platinum SC3 80A | EPRI | AC | 19.2 | 2025-04-18 | 2024-07-01 | Network Capable | NA | Single Port | Single Port NRTL Listed as EX-1193-3 | 2 | -2 | -2 | 1 | -1 | 1 | -2 | -2 | -2 | -2 | -2 | -2 | 1 | -2 | -2 | 2 | 0 | 2 | -1 | -1 | 1 | 1 | -2 | 1 | 1 | 1 | 1 | 1 | 1 | 1 | 1 | 1 | 1 | -1 | -1 | -1 | 1 | 1 | 1 | 1 | -1 | -1 | -2 | 1 | 1 | -1 | -1 | 1 | -2 | 1 | 1 | 1 | 1 | 1 | -1 | -1 | 1 | 1 | 2 | 1 | 1 | -2 | 1 | -2 | -2 | 1 | -2 | 1 | 1 | 1 | 1 | 1 | 1 | -2 | -2 | -2 | 1 | 1 | 1 | -1 | -1 | 1 | -2 | 1 | -2 | -2 | 1 | 1 | 1 | 1 | 2 | 2 | 1 | 1 | 1 | 1 | 1 | 1 | 1 | 1 | 1 | 1 | 1 | -2 | 1 | -2 | -2 | -2 | 0 | -1 | 1 | 1 | -1 | -2 | -2 |  | -2
SWTCH Energy | IC3-32A-H-A | SWTCH Lite-On Platinum IC3 | EPRI | AC | 7.6 | 2025-04-18 | 2024-07-01 | Network Capable | NA | Single Port | Single Port NRTL Listed as IC3-32A-H-A | 2 | -2 | -2 | 1 | -1 | 1 | -2 | -2 | -2 | -2 | -2 | -2 | 1 | -2 | -2 | 2 | 0 | 2 | -1 | -1 | 1 | 1 | -2 | 1 | 1 | 1 | 1 | 1 | 1 | 1 | 1 | 1 | 1 | -1 | -1 | -1 | 1 | 1 | 1 | 1 | -1 | -1 | -2 | 1 | 1 | -1 | -1 | 1 | -2 | 1 | 1 | 1 | 1 | 1 | -1 | -1 | 1 | 1 | 2 | 1 | 1 | -2 | 1 | -2 | -2 | 1 | -2 | 1 | 1 | 1 | 1 | 1 | 1 | -2 | -2 | -2 | 1 | 1 | 1 | -1 | -1 | 1 | -2 | 1 | -2 | -2 | 1 | 1 | 1 | 1 | 2 | 2 | 1 | 1 | 1 | 1 | 1 | 1 | 1 | 1 | 1 | 1 | 1 | -2 | 1 | -2 | -2 | -2 | 0 | 1 | 1 | 1 | -1 | -2 | -2 |  | -2
SWTCH Energy | SC3-32A-H | SWTCH Lite-On Platinum SC3 | EPRI | AC | 7.6 | 2025-04-18 | 2024-07-01 | Network Capable | NA | Single Port | Single Port NRTL Listed as SC3-32A-H | 2 | -2 | -2 | 1 | -1 | 1 | -2 | -2 | -2 | -2 | -2 | -2 | 1 | -2 | -2 | 2 | 0 | 2 | -1 | -1 | 1 | 1 | -2 | 1 | 1 | 1 | 1 | 1 | 1 | 1 | 1 | 1 | 1 | -1 | -1 | -1 | 1 | 1 | 1 | 1 | -1 | -1 | -2 | 1 | 1 | -1 | -1 | 1 | -2 | 1 | 1 | 1 | 1 | 1 | -1 | -1 | 1 | 1 | 2 | 1 | 1 | -2 | 1 | -2 | -2 | 1 | -2 | 1 | 1 | 1 | 1 | 1 | 1 | -2 | -2 | -2 | 1 | 1 | 1 | -1 | -1 | 1 | -2 | 1 | -2 | -2 | 1 | 1 | 1 | 1 | 2 | 2 | 1 | 1 | 1 | 1 | 1 | 1 | 1 | 1 | 1 | 1 | 1 | -2 | 1 | -2 | -2 | -2 | 0 | 1 | 1 | 1 | -1 | -2 | -2 |  | -2
SWTCH Energy | EVH006-48 | Joint Tech 48A | EPRI | AC | 11.5 | 2025-07-23 | 2025-07-23 | Network Capable |  | Single port. | Single port. | 2 | -2 | -2 | 1 | -1 | 1 | -2 | -2 | -2 | -2 | -2 | -2 | 1 | -2 | -2 | -1 | 0 | 2 | -1 | -1 | 1 | 1 | -2 | 1 | 1 | 1 | 1 | 1 | 1 | 1 | 1 | 1 | 1 | -1 | -1 | -1 | 1 | 1 | 1 | 1 | -1 | -1 | -1 | 1 | -2 | -2 | -2 | -2 | -2 | -2 | -2 | -2 | -2 | -2 | -2 | -2 | -2 | -2 | -2 | -2 | 1 | -2 | -2 | -2 | -2 | 1 | -2 | -2 | -2 | 1 | 1 | 1 | 1 | -2 | -2 | -2 | 1 | -2 | -1 | -1 | -1 | 1 | -2 | 1 | -2 | -2 | 1 | 1 | 1 | 1 | 2 | 2 | 1 | 1 | 1 | 1 | 1 | 1 | 1 | 1 | 1 | 1 | 1 | 1 | 1 | 1 | 1 | -1 | -1 | -1 | 1 | 1 | -1 | -2 |  |  | -2
SWTCH Energy |  |  | PGE | NETWORK | NA | 2025-10-21 | 2024-04-11 | Network Software | SWTCH |  |  | -2 | -2 | -2 | -2 | -2 | -2 | -2 | -2 | -2 | -2 | -2 | -2 | -2 | -2 | -2 | -2 | -2 | -2 | -2 | -2 | -2 | -2 | -2 | -2 | -2 | -2 | -2 | -2 | -2 | -2 | -2 | -2 | -2 | -2 | -2 | -2 | -2 | -2 | -2 | -2 | -2 | -2 | -2 | -2 | 1 | 2 | 2 | 1 | -2 | 1 | 2 | 1 | 1 | 1 | 2 | 2 | 1 | 1 | 2 | 1 | -2 | -2 | 1 | 1 | 1 | 1 | 1 | 1 | -2 | 1 | -2 | 1 | 1 | 1 | 1 | 1 | 1 | 1 | -2 | -2 | -2 | -2 | -2 | -2 | -2 | -2 | 1 | 1 | 1 | 1 | -2 | -2 | 1 | -2 | -2 | 1 | 1 | 1 | -2 | 1 | 1 | 1 | 1 | 1 | 1 | 1 | 1 | 1 | 1 | -2 | -2 | 1 | -1 | 1 | 1 | 2025-10-21 | 1
Synop |  |  | Evergy | NETWORK | NA | 2025-07-24 | 2025-07-24 | Network Software | Synop |  |  | -2 | -2 | -2 | -2 | -2 | -2 | -2 | -2 | -2 | -2 | -2 | -2 | -2 | -2 | -2 | -2 | -2 | -2 | -2 | -2 | -2 | -2 | -2 | -2 | -2 | -2 | -2 | -2 | -2 | -2 | -2 | -2 | -2 | -2 | -2 | -2 | -2 | -2 | -2 | -2 | -2 | -2 | -2 | -2 | 0 | 0 | 0 | 1 | 0 | 0 | 0 | 1 | 0 | 0 | 0 | 0 | 0 | 1 | 0 | 1 | -2 | -2 | 0 | 0 | 0 | 0 | 0 | 0 | -2 | 0 | -2 | 0 | 0 | 0 | 0 | 0 | 0 | 0 | -2 | -2 | -2 | -2 | -2 | -2 | -2 | -2 | 0 | 0 | 0 | 0 | -2 | -2 | 0 | -2 | -2 | 0 | 0 | 0 | -2 | 0 | 0 | 0 | 0 | 0 | 0 | 0 | 0 | 0 | 1 | -2 | -2 | -2 | -2 | 0 | -1 |  | 1
TECO-Westinghouse | AWLU770001/ AW32 |  | EPRI | AC | 7.7 | 2024-07-01 | 2024-07-01 | Network Capable | NA | Single Port | Single Port, Standalone network capability | 2 | -2 | -2 | 1 | 0 | 1 | -2 | -2 | -2 | -2 | -2 | -2 | 1 | -2 | -2 | 2 | 0 | -1 | -1 | -1 | 1 | 1 | -2 | 1 | 1 | 1 | 1 | 0 | 0 | 0 | 0 | 0 | 1 | -1 | -1 | -1 | 1 | 1 | 1 | -1 | -1 | -1 | -2 | -1 | -2 | -2 | -2 | -2 | -2 | -2 | -2 | -2 | -2 | -2 | -2 | -2 | -2 | -2 | -2 | -2 | -1 | -2 | -1 | -2 | -2 | -1 | -2 | -1 | -1 | -1 | 0 | 0 | 0 | -2 | -2 | -2 | 0 | 0 | 1 | -1 | -2 | -1 | -2 | 1 | -2 | -2 | -1 | -1 | -1 | 1 | 2 | -1 | -1 | -1 | -1 | 1 | -1 | -2 | -1 | -1 | -1 | -1 | -1 | -2 | -1 | -2 | -2 | -2 | 0 | 1 | 1 | 1 | -1 | -2 | -2 |  | -2
TECO-Westinghouse | AXLU111001-40/ AX48-40 | Nexe VersaCharge 30kW | EPRI | AC | 8.3 | 2024-07-01 | 2024-07-01 | Network Capable | NA | Single Port | Single Port, Standalone network capability | 2 | -2 | -2 | 1 | 0 | 1 | -2 | -2 | -2 | -2 | -2 | -2 | 1 | -2 | -2 | -1 | -1 | -1 | -1 | -1 | 1 | 1 | -2 | 1 | 1 | 1 | 1 | 0 | 0 | 0 | 0 | 0 | 1 | -1 | -1 | -1 | 1 | 1 | 1 | 1 | -1 | -1 | -2 | 1 | -2 | -2 | -2 | -2 | -2 | -2 | -2 | -2 | -2 | -2 | -2 | -2 | -2 | -2 | -2 | -2 | -1 | -2 | -1 | -2 | -2 | -1 | -2 | -1 | 1 | 1 | 0 | 0 | 0 | -2 | -2 | -2 | 0 | 0 | 1 | 1 | 1 | 1 | -2 | 1 | -2 | -2 | -1 | -1 | -1 | -1 | 2 | 2 | 1 | 1 | 1 | 1 | 1 | -2 | 1 | 1 | 1 | 1 | 1 | -2 | 1 | -2 | -2 | -2 | 0 | 1 | -1 | 1 | -1 | -2 | -2 |  | -2
TECO-Westinghouse | AXLU111001/ AX48 | Nexe VersaCharge 360kW | EPRI | AC | 11 | 2024-07-01 | 2024-07-01 | Network Capable | NA | Single Port | Single Port, Standalone network capability | 2 | -2 | -2 | 1 | 0 | 1 | -2 | -2 | -2 | -2 | -2 | -2 | 1 | -2 | -2 | -1 | -1 | -1 | -1 | -1 | 1 | 1 | -2 | 1 | 1 | 1 | 1 | 0 | 0 | 0 | 0 | 1 | 1 | -1 | -1 | -1 | 1 | 1 | 1 | 1 | -1 | -1 | -2 | 1 | -2 | -2 | -2 | -2 | -2 | -2 | -2 | -2 | -2 | -2 | -2 | -2 | -2 | -2 | -2 | -2 | -1 | -2 | -1 | -2 | -2 | -1 | -2 | -1 | 1 | 1 | 0 | 0 | 0 | -2 | -2 | -2 | 0 | 0 | 1 | 1 | 1 | 1 | -2 | 1 | -2 | -2 | -1 | -1 | -1 | -1 | 2 | 2 | 1 | 1 | 1 | 1 | 1 | -2 | 1 | 1 | 1 | 1 | 1 | -2 | 1 | -2 | -2 | -2 | 0 | -1 | 1 | 1 | -1 | -2 | -2 |  | -2
TECO-Westinghouse | DOWU362 | Nexe VersaCharge 120kW | EPRI | DC | 360 | 2024-07-01 | 2024-07-01 | Network Capable | NA | Single Port | Power Cabinet. 1x CCS1 connector or 1x CHAdeMO connector. Vetted dispensers are DDWU362T0TE2PN- RW DDWU362T0TE2N7-RW, DDWU362V00E2N7-RW DDWU362U0UE2PN-RW, DDWU362U0UE2N7-RW, DDWU362K0TE2PN-RW, DDWU362K0TE2N7-RW, DDWU362K0UE2PN-RW, DDWU362K0UE2N7-RW, DDWU362G00E2PN-RW, DDWU362G00E2N7-RW, DDWU362K00E2PN-RW, DDWU362K00E2N7-RW, DDWU362U00E2PN-RW, DDWU362U00E2N7-RW, DDWU362T00E2PN-RW, DDWU362T00E2N7-RW, DDWU362V0UE2PN-RW, DDWU362V0UE2N7-RW, DDWU362V0KE2PN-RW, DDWU362V0KE2N7-RW, DDWU362V0TE2PN-RW, DDWU362V0TE2N7-RW, DDWU362V00E2PN-RW. | -2 | 2 | -2 | -2 | -2 | -2 | 1 | 1 | 0 | 0 | -2 | -2 | -2 | 1 | -2 | 2 | -2 | 2 | -1 | -1 | 1 | -2 | 1 | 1 | 1 | 1 | 1 | 0 | 0 | 0 | 0 | 1 | 1 | -1 | -1 | -1 | 1 | 1 | 1 | 1 | -1 | -1 | -2 | 1 | -2 | -2 | -2 | -2 | -2 | -2 | -2 | -2 | -2 | -2 | -2 | -2 | -2 | -2 | -2 | -2 | -2 | -1 | -1 | -2 | -2 | -1 | -2 | -1 | 1 | 1 | 0 | 0 | 0 | -2 | -2 | -2 | 0 | 0 | -2 | 1 | 1 | -2 | 1 | -2 | 1 | -1 | 1 | 1 | 1 | 1 | 2 | -2 | 1 | 1 | 1 | 1 | 1 | -2 | 1 | 1 | 1 | 1 | 1 | -2 | 1 | -2 | -2 | -2 | 0 | -2 | -2 | 1 | -1 | -2 | -2 |  | -2
TECO-Westinghouse | DSWU122 | Nexe VersaCharge 180kW | EPRI | DC | 120 | 2024-07-01 | 2024-07-01 | Network Capable | NA | 1x CCS1 connector 1x CHAdeMO connector | 1x CCS1 connector 1x CHAdeMO connector | -2 | 2 | -2 | -2 | -2 | -2 | 1 | 1 | 0 | 0 | -2 | -2 | -2 | 1 | -2 | 2 | -2 | 2 | -1 | -1 | 1 | -2 | 1 | 1 | 1 | 1 | 1 | 0 | 0 | 0 | 0 | 1 | 1 | -1 | -1 | -1 | 1 | 1 | 1 | 1 | -1 | -1 | -2 | 1 | -2 | -2 | -2 | -2 | -2 | -2 | -2 | -2 | -2 | -2 | -2 | -2 | -2 | -2 | -2 | -2 | -2 | -1 | -1 | -2 | -2 | -1 | -2 | -1 | 1 | 1 | 0 | 0 | 0 | -2 | -2 | -2 | 0 | 0 | -2 | 1 | 1 | -2 | 1 | -2 | 1 | 1 | 1 | 1 | 1 | 1 | 2 | -2 | 1 | 1 | 1 | 1 | 1 | -2 | 1 | 1 | 1 | 1 | 1 | -2 | 1 | -2 | -2 | -2 | 0 | -2 | -2 | 1 | -1 | -2 | -2 |  | -2
TECO-Westinghouse | DSWU182 | Nexe VersaCharge 60kW | EPRI | DC | 180 | 2024-07-01 | 2024-07-01 | Network Capable | NA | 1x CCS1 connector 1x CHAdeMO connector | 1x CCS1 connector 1x CHAdeMO connector | -2 | 2 | -2 | -2 | -2 | -2 | 1 | 1 | 0 | 0 | -2 | -2 | -2 | 1 | -2 | -1 | -1 | -1 | -1 | -1 | 1 | -2 | 1 | 1 | 1 | 1 | 1 | 0 | 0 | 0 | 0 | 1 | 1 | -1 | -1 | -1 | 1 | 1 | 1 | 1 | -1 | -1 | -2 | 1 | -2 | -2 | -2 | -2 | -2 | -2 | -2 | -2 | -2 | -2 | -2 | -2 | -2 | -2 | -2 | -2 | -2 | -1 | -1 | -2 | -2 | -1 | -2 | -1 | 1 | 1 | 0 | 0 | 0 | -2 | -2 | -2 | 0 | 0 | -2 | 1 | 1 | -2 | 1 | -2 | 1 | 1 | 1 | 1 | 1 | 1 | 2 | -2 | 1 | 1 | 1 | 1 | 1 | -2 | 1 | 1 | 1 | 1 | 1 | -2 | 1 | -2 | -2 | -2 | 0 | -2 | -2 | 1 | -1 | -2 | -2 |  | -2
TECO-Westinghouse | DSWU601 | Nexe VersaCharge 90kW | EPRI | DC | 60 | 2024-07-01 | 2024-07-01 | Network Capable | NA | 1x CCS1 connector 1x CHAdeMO connector | 1x CCS1 connector 1x CHAdeMO connector | -2 | 2 | -2 | -2 | -2 | -2 | 1 | 1 | 0 | 0 | -2 | -2 | -2 | 1 | -2 | 2 | -2 | 2 | -1 | -1 | 1 | -2 | 1 | 1 | 1 | 1 | 1 | 0 | 0 | 0 | 0 | 1 | 1 | -1 | -1 | -1 | 1 | 1 | 1 | 1 | -1 | -1 | -2 | 1 | -2 | -2 | -2 | -2 | -2 | -2 | -2 | -2 | -2 | -2 | -2 | -2 | -2 | -2 | -2 | -2 | -2 | -1 | -1 | -2 | -2 | -1 | -2 | -1 | 1 | 1 | 0 | 0 | 0 | -2 | -2 | -2 | 0 | 0 | -2 | 1 | 1 | -2 | 1 | -2 | 1 | 1 | 1 | 1 | 1 | 1 | 2 | -2 | 1 | 1 | 1 | 1 | 1 | -2 | 1 | 1 | 1 | 1 | 1 | -2 | 1 | -2 | -2 | -2 | 0 | -2 | -2 | 1 | -1 | -2 | -2 |  | -2
TECO-Westinghouse | DSWU901 |  | EPRI | DC | 90 | 2024-07-01 | 2024-07-01 | Network Capable | NA | 1x CCS1 connector 1x CHAdeMO connector | 1x CCS1 connector 1x CHAdeMO connector | -2 | 2 | -2 | -2 | -2 | -2 | 1 | 1 | 0 | 0 | -2 | -2 | -2 | 1 | -2 | 2 | -2 | 2 | -1 | -1 | 1 | -2 | 1 | 1 | 1 | 1 | 1 | 0 | 0 | 0 | 0 | 1 | 1 | -1 | -1 | -1 | 1 | 1 | 1 | 1 | -1 | -1 | -2 | 1 | -2 | -2 | -2 | -2 | -2 | -2 | -2 | -2 | -2 | -2 | -2 | -2 | -2 | -2 | -2 | -2 | -2 | -1 | -1 | -2 | -2 | -1 | -2 | -1 | 1 | 1 | 0 | 0 | 0 | -2 | -2 | -2 | 0 | 0 | -2 | 1 | 1 | -2 | 1 | -2 | 1 | 1 | 1 | 1 | 1 | 1 | 2 | -2 | 1 | 1 | 1 | 1 | 1 | -2 | 1 | 1 | 1 | 1 | 1 | -2 | 1 | -2 | -2 | -2 | 0 | -2 | -2 | 1 | -1 | -2 | -2 |  | -2
TECO-Westinghouse | DWWU301/ DW30 |  | EPRI | DC | 30 | 2024-07-01 | 2024-07-01 | Network Capable | NA | 1x CCS1 connector 1x CHAdeMO connector | 1x CCS1 connector 1x CHAdeMO connector | -2 | 2 | -2 | -2 | -2 | -2 | 1 | 1 | 0 | 0 | -2 | -2 | -2 | 1 | -2 | 2 | -2 | 2 | -1 | -1 | 1 | -2 | 1 | 1 | 1 | 1 | 1 | 0 | 0 | 0 | 0 | 1 | 1 | -1 | -1 | -1 | 1 | 1 | 1 | 1 | -1 | -1 | -2 | 1 | -2 | -2 | -2 | -2 | -2 | -2 | -2 | -2 | -2 | -2 | -2 | -2 | -2 | -2 | -2 | -2 | -2 | -1 | -1 | -2 | -2 | -1 | -2 | -1 | -1 | 1 | 0 | 0 | 0 | -2 | -2 | -2 | 0 | 0 | -2 | 1 | 1 | -2 | 1 | -2 | 1 | 1 | 1 | 1 | 1 | 1 | 2 | -2 | 1 | 1 | 1 | 1 | 1 | -2 | 1 | 1 | 1 | 1 | 1 | -2 | 1 | -2 | -2 | -2 | 0 | -2 | -2 | 1 | -1 | -2 | -2 |  | -2
Tellus Power | TP-EVPD-120kW (TP5-120-480) |  | EPRI | DC | 120 | 2025-08-05 | 2022-09-27 | Network Capable | NA | Dual port. | Dual Port ; either 2 x CCS or 1x CCS + 1x CHAdeMO or or 1x CCS + 1x NACS or 2 x NACS | -2 | 2 | -2 | -2 | -2 | -2 | 1 | 1 | 1 | 0 | -2 | -2 | -2 | 1 | -2 | 2 | -2 | 2 | -1 | 2 | 1 | -2 | 1 | 1 | 1 | 1 | 1 | 0 | 0 | 0 | 0 | 1 | 1 | -1 | -1 | -1 | 1 | 1 | 1 | 1 | -1 | -1 | -2 | 1 | -2 | -2 | -2 | -2 | -2 | -2 | -2 | -2 | -2 | -2 | -2 | -2 | -2 | -2 | -2 | -2 | -2 | 1 | 1 | -2 | -2 | 1 | -2 | 1 | 1 | 1 | 0 | 0 | 0 | -2 | -2 | -2 | 0 | 0 | -2 | 1 | 1 | -2 | 1 | -2 | 0 | 0 | 0 | 0 | 0 | 0 | 2 | -2 | 0 | 1 | 0 | 0 | 0 | 1 | 0 | 0 | 0 | 0 | 0 | -2 | 0 | -2 | -2 | -2 | 0 | -2 | -2 | 1 | -1 | -2 | -2 |  | 1
Tellus Power | TP-EVPD-160kW (TP5-160-480) |  | EPRI | DC | 160 | 2025-02-20 | 2024-09-06 | Network Capable | NA | Dual port. | Dual Port ; either 2 x CCS or 1x CCS + 1x CHAdeMO or or 1x CCS + 1x NACS or 2 x NACS | -2 | 2 | -2 | -2 | -2 | -2 | 1 | 1 | 1 | 0 | -2 | -2 | -2 | 1 | -2 | 2 | -2 | -1 | -1 | 2 | 1 | -2 | 1 | 1 | 1 | 1 | 1 | 1 | 1 | 1 | 1 | 1 | 1 | -1 | 2 | 2 | 1 | 1 | 1 | 1 | -1 | -1 | -2 | 1 | -2 | -2 | -2 | -2 | -2 | -2 | -2 | -2 | -2 | -2 | -2 | -2 | -2 | -2 | -2 | -2 | -2 | 1 | 1 | -2 | -2 | 1 | -2 | 1 | 1 | 1 | 1 | 1 | 1 | -2 | -2 | -2 | 1 | 1 | -2 | 1 | 1 | -2 | 1 | -2 | 1 | 1 | 1 | 1 | 1 | 1 | 2 | -2 | 1 | 1 | 1 | 1 | 1 | 1 | 1 | 1 | 1 | 1 | 1 | -2 | 1 | -2 | -2 | -2 | 1 | -2 | -2 | 1 | -1 | -2 | -2 |  | 1
Tellus Power | TP-EVPD-180kW (TP5-180-480) |  | EPRI | DC | 180 | 2025-08-28 | 2024-09-06 | Network Capable | NA | Dual port. | Dual Port ; either 2 x CCS or 1x CCS + 1x CHAdeMO or or 1x CCS + 1x NACS or 2 x NACS | -2 | 2 | -2 | -2 | -2 | -2 | 1 | 1 | 1 | 0 | -2 | -2 | -2 | 1 | -2 | 2 | -2 | 2 | -1 | 2 | 1 | -2 | 1 | 1 | 1 | 1 | 1 | 1 | 1 | 1 | 1 | 1 | 1 | -1 | -1 | -1 | 1 | 1 | 1 | 1 | 2 | 2 | -2 | 1 | -2 | -2 | -2 | -2 | -2 | -2 | -2 | -2 | -2 | -2 | -2 | -2 | -2 | -2 | -2 | -2 | -2 | 1 | 1 | -2 | -2 | 1 | -2 | 1 | 1 | 1 | 1 | 1 | 1 | -2 | -2 | -2 | 1 | 1 | -2 | 1 | 1 | -2 | 1 | -2 | 1 | 1 | 1 | 1 | 1 | 1 | 2 | -2 | 1 | 1 | 1 | 1 | 1 | 1 | 1 | 1 | 1 | 1 | 1 | -2 | 1 | -2 | -2 | -2 | 1 | -2 | -2 | 1 | -1 | -2 | -2 |  | 1
Tellus Power | TP-EVPD-200kW (TP5-200-480) |  | EPRI | DC | 200 | 2025-02-20 | 2022-07-11 | Network Capable | NA | Dual port. | Dual Port ; either 2 x CCS or 1x CCS + 1x CHAdeMO or or 1x CCS + 1x NACS or 2 x NACS | -2 | 2 | -2 | -2 | -2 | -2 | 1 | 1 | 1 | 0 | -2 | -2 | -2 | 1 | -2 | 2 | -2 | -1 | -1 | 2 | 1 | -2 | 1 | 1 | 1 | 1 | 1 | 0 | 0 | 0 | 0 | 1 | 1 | -1 | -1 | -1 | 1 | 1 | 1 | 1 | -1 | -1 | -2 | -1 | -2 | -2 | -2 | -2 | -2 | -2 | -2 | -2 | -2 | -2 | -2 | -2 | -2 | -2 | -2 | -2 | -2 | 1 | 1 | -2 | -2 | 1 | -2 | 1 | 1 | 1 | 0 | 0 | 0 | -2 | -2 | -2 | 0 | 0 | -2 | 1 | 1 | -2 | 1 | -2 | 1 | 1 | 1 | 1 | 1 | 1 | 2 | -2 | 1 | 1 | 0 | 1 | 0 | 1 | 1 | 1 | 1 | 1 | 1 | -2 | 1 | -2 | -2 | -2 | 0 | -2 | -2 | 1 | -1 | -2 | -2 |  | 1
Tellus Power | TP-EVPD-240kW (TP5-240-480) |  | EPRI | DC | 240 | 2025-02-20 | 2024-07-01 | Network Capable | NA | Dual port. | Dual Port ; either 2 x CCS or 1x CCS + 1x CHAdeMO or or 1x CCS + 1x NACS or 2 x NACS | -2 | 2 | -2 | -2 | -2 | -2 | 1 | 1 | 1 | 0 | -2 | -2 | -2 | 1 | -2 | 2 | -2 | -1 | -1 | 2 | 1 | -2 | 1 | 1 | 1 | 1 | 1 | 0 | 0 | 0 | 0 | 1 | 1 | -1 | -1 | -1 | 1 | 1 | 1 | 1 | -1 | -1 | -2 | -1 | -2 | -2 | -2 | -2 | -2 | -2 | -2 | -2 | -2 | -2 | -2 | -2 | -2 | -2 | -2 | -2 | -2 | 1 | 1 | -2 | -2 | 1 | -2 | 1 | 1 | 1 | 0 | 0 | 0 | -2 | -2 | -2 | 0 | 0 | -2 | 1 | 1 | -2 | 1 | -2 | 1 | 1 | 1 | 1 | 1 | 1 | 2 | -2 | 1 | 1 | 0 | 1 | 0 | 1 | 1 | 1 | 1 | 1 | 1 | -2 | 1 | -2 | -2 | -2 | 0 | -2 | -2 | 1 | -1 | -2 | -2 |  | 1
Tellus Power | TP-EVPD-300kW (TP5-300-480) |  | EPRI | DC | 300 | 2025-02-20 | 2024-09-06 | Network Capable | NA | Dual port. | Dual Port ; either 2 x CCS or 1x CCS + 1x CHAdeMO or or 1x CCS + 1x NACS or 2 x NACS | -2 | 2 | -2 | -2 | -2 | -2 | 1 | 1 | 1 | 0 | -2 | -2 | -2 | 1 | -2 | 2 | -2 | 2 | -1 | 2 | 1 | -2 | 1 | 1 | 1 | 1 | 1 | 1 | 1 | 1 | 1 | 1 | 1 | -1 | -1 | -1 | 1 | 1 | 1 | 1 | -1 | -1 | -2 | 1 | -2 | -2 | -2 | -2 | -2 | -2 | -2 | -2 | -2 | -2 | -2 | -2 | -2 | -2 | -2 | -2 | -2 | 1 | 1 | -2 | -2 | 1 | -2 | 1 | 1 | 1 | 1 | 1 | 1 | -2 | -2 | -2 | 1 | 1 | -2 | 1 | 1 | -2 | 1 | -2 | 1 | 1 | 1 | 1 | 1 | 1 | 2 | -2 | 1 | 1 | 1 | 1 | 1 | 1 | 1 | 1 | 1 | 1 | 1 | -2 | 1 | -2 | -2 | -2 | 1 | -2 | -2 | 1 | -1 | -2 | -2 |  | 1
Tellus Power | TP-EVPD-30kW (TP5-30-480) |  | EPRI | DC | 30 | 2025-02-20 | 2024-07-01 | Network Capable | NA | Single port. | Single Port ; CCS1 or CHAdeMO or NACS | -2 | 2 | -2 | -2 | -2 | -2 | 1 | 1 | 1 | 0 | -2 | -2 | -2 | 1 | -2 | 2 | -2 | 2 | -1 | 2 | 1 | -2 | 1 | 1 | 1 | 1 | 1 | 0 | 0 | 0 | 0 | 1 | 1 | -1 | -1 | -1 | 1 | 1 | 1 | 1 | -1 | -1 | -2 | -1 | -2 | -2 | -2 | -2 | -2 | -2 | -2 | -2 | -2 | -2 | -2 | -2 | -2 | -2 | -2 | -2 | -2 | 1 | 1 | -2 | -2 | 1 | -2 | 1 | 1 | 1 | 0 | 0 | 0 | -2 | -2 | -2 | 0 | 0 | -2 | 1 | 1 | -2 | 1 | -2 | 1 | 0 | 0 | 0 | 0 | 0 | 2 | -2 | 0 | 0 | 0 | 0 | 0 | 1 | 0 | 0 | 0 | 0 | 0 | -2 | 0 | -2 | -2 | -2 | 0 | -2 | -2 | 1 | -1 | -2 | -2 |  | 1
Tellus Power | TP-EVPD-360kW (TP5-360-480) |  | EPRI | DC | 360 | 2025-02-20 | 2024-09-06 | Network Capable | NA | Dual port. | Dual Port ; either 2 x CCS or 1x CCS + 1x CHAdeMO or or 1x CCS + 1x NACS or 2 x NACS | -2 | 2 | -2 | -2 | -2 | -2 | 1 | 1 | 1 | 0 | -2 | -2 | -2 | 1 | -2 | 2 | -2 | -1 | -1 | 2 | 1 | -2 | 1 | 1 | 1 | 1 | 1 | 1 | 1 | 1 | 1 | 1 | 1 | -1 | -1 | -1 | 1 | 1 | 1 | 1 | -1 | -1 | -2 | 1 | -2 | -2 | -2 | -2 | -2 | -2 | -2 | -2 | -2 | -2 | -2 | -2 | -2 | -2 | -2 | -2 | -2 | 1 | 1 | -2 | -2 | 1 | -2 | 1 | 1 | 1 | 1 | 1 | 1 | -2 | -2 | -2 | 1 | 1 | -2 | 1 | 1 | -2 | 1 | -2 | 1 | 1 | 1 | 1 | 1 | 1 | 2 | -2 | 1 | 1 | 1 | 1 | 1 | 1 | 1 | 1 | 1 | 1 | 1 | -2 | 1 | -2 | -2 | -2 | 1 | -2 | -2 | 1 | -1 | -2 | -2 |  | 1
Tellus Power | TP-EVPD-60kW (TP5-60-480) |  | EPRI | DC | 60 | 2025-02-20 | 2024-07-01 | Network Capable | NA | Dual port. | Dual Port ; either 2 x CCS or 1x CCS + 1x CHAdeMO or or 1x CCS + 1x NACS or 2 x NACS | -2 | 2 | -2 | -2 | -2 | -2 | 1 | 1 | 1 | 0 | -2 | -2 | -2 | 1 | -2 | 2 | -2 | 2 | -1 | 2 | 1 | -2 | 1 | 1 | 1 | 1 | 1 | 0 | 0 | 0 | 0 | 1 | 1 | -1 | -1 | -1 | 1 | 1 | 1 | 1 | -1 | -1 | -2 | -1 | -2 | -2 | -2 | -2 | -2 | -2 | -2 | -2 | -2 | -2 | -2 | -2 | -2 | -2 | -2 | -2 | -2 | 1 | 1 | -2 | -2 | 1 | -2 | 1 | 1 | 1 | 0 | 0 | 0 | -2 | -2 | -2 | 0 | 0 | -2 | 1 | 1 | -2 | 1 | -2 | 0 | 0 | 0 | 0 | 0 | 0 | 2 | -2 | 0 | 0 | 0 | 0 | 0 | 1 | 0 | 0 | 0 | 0 | 0 | -2 | 0 | -2 | -2 | -2 | 0 | -2 | -2 | 1 | -1 | -2 | -2 |  | 1
Tellus Power | TP-EVVA-80A |  | EPRI | AC | 19.2 | 2024-07-01 | 2024-07-01 | Network Capable | NA |  | Networked charging station | 2 | -2 | -2 | 1 | 0 | 0 | -2 | -2 | -2 | -2 | -2 | -2 | 1 | -2 | -2 | -1 | -2 | -1 | -1 | -1 | 1 | 1 | -2 | 1 | 1 | 1 | 1 | 0 | 0 | 0 | 0 | 0 | 1 | -1 | -1 | -1 | 1 | 1 | 1 | 1 | -1 | -1 | -2 | -1 | -2 | -2 | -2 | -2 | -2 | -2 | -2 | -2 | -2 | -2 | -2 | -2 | -2 | -2 | -2 | -2 | 1 | -2 | 1 | -2 | -2 | 1 | -2 | 1 | -1 | 1 | 0 | 0 | 0 | -2 | -2 | -2 | 0 | 0 | -1 | 0 | -2 | 1 | -2 | 0 | -2 | -2 | 0 | 0 | 0 | 0 | 2 | 0 | 0 | 0 | 0 | 0 | 0 | -2 | 0 | 0 | 0 | 0 | 0 | -2 | 0 | -2 | -2 | -2 | 0 | -1 | 1 | 1 | -1 | -2 | -2 |  | -2
Tellus Power | TP-V2G-20-480 |  | EPRI | DC V2G | 20 | 2025-11-07 | 2024-07-01 | Network Capable | NA |  | Bidirectional charger | -2 | 2 | -2 | -2 | -2 | -2 | 1 | 0 | 0 | 0 | -2 | -2 | -2 | 1 | -2 | 2 | 2 | -1 | -1 | -1 | 1 | -2 | 1 | 1 | 1 | 1 | 1 | 0 | 0 | 0 | 0 | 1 | 1 | -1 | -1 | -1 | 1 | 1 | 1 | 1 | -1 | -1 | -2 | 1 | -2 | -2 | -2 | -2 | -2 | -2 | -2 | -2 | -2 | -2 | -2 | -2 | -2 | -2 | -2 | -2 | -2 | 1 | -1 | -2 | -2 | 1 | -2 | -1 | -1 | 1 | -1 | 1 | 1 | -2 | -2 | -2 | 1 | 1 | -2 | 1 | 1 | -2 | 1 | -2 | -1 | -1 | -1 | -1 | -1 | -1 | 2 | -2 | -1 | 1 | -1 | 1 | -1 | 1 | -1 | 1 | 1 | 1 | 1 | -2 | -1 | -2 | -2 | -2 | 0 | -2 | -2 | 1 | -1 | -2 | -2 |  | -2
Tellus Power | TP-V2G-30-480 |  | EPRI | DC V2G | 30 | 2025-11-07 | 2024-07-01 | Network Capable | NA |  | Bidirectional charger | -2 | 2 | -2 | -2 | -2 | -2 | 1 | 0 | 0 | 0 | -2 | -2 | -2 | 1 | -2 | 2 | 2 | -1 | -1 | -1 | 1 | -2 | 1 | 1 | 1 | 1 | 1 | 0 | 0 | 0 | 0 | 1 | 1 | -1 | -1 | -1 | 1 | 1 | 1 | 1 | -1 | -1 | -2 | 1 | -2 | -2 | -2 | -2 | -2 | -2 | -2 | -2 | -2 | -2 | -2 | -2 | -2 | -2 | -2 | -2 | -2 | 1 | -1 | -2 | -2 | 1 | -2 | -1 | -1 | 1 | -1 | 1 | 1 | -2 | -2 | -2 | 1 | 1 | -2 | 1 | 1 | -2 | 1 | -2 | -1 | -1 | -1 | -1 | -1 | -1 | 2 | -2 | -1 | 1 | -1 | 1 | -1 | 1 | -1 | 1 | 1 | 1 | 1 | -2 | -1 | -2 | -2 | -2 | 0 | -2 | -2 | 1 | -1 | -2 | -2 |  | -2
Tellus Power | TP-V2G-40-480 |  | EPRI | DC V2G | 40 | 2025-11-07 | 2024-07-01 | Network Capable | NA |  | Bidirectional charger | -2 | 2 | -2 | -2 | -2 | -2 | 1 | 0 | 0 | 0 | -2 | -2 | -2 | 1 | -2 | 2 | 2 | -1 | -1 | -1 | 1 | -2 | 1 | 1 | 1 | 1 | 1 | 0 | 0 | 0 | 0 | 1 | 1 | -1 | -1 | -1 | 1 | 1 | 1 | 1 | -1 | -1 | -2 | 1 | -2 | -2 | -2 | -2 | -2 | -2 | -2 | -2 | -2 | -2 | -2 | -2 | -2 | -2 | -2 | -2 | -2 | 1 | -1 | -2 | -2 | 1 | -2 | -1 | -1 | 1 | -1 | 1 | 1 | -2 | -2 | -2 | 1 | 1 | -2 | 1 | 1 | -2 | 1 | -2 | -1 | -1 | -1 | -1 | -1 | -1 | 2 | -2 | -1 | 1 | -1 | 1 | -1 | 1 | -1 | 1 | 1 | 1 | 1 | -2 | -1 | -2 | -2 | -2 | 0 | -2 | -2 | 1 | -1 | -2 | -2 |  | -2
Tellus Power | TP-V2G-60-480 |  | EPRI | DC V2G | 60 | 2025-11-07 | 2024-07-01 | Network Capable | NA |  | Bidirectional charger | -2 | 2 | -2 | -2 | -2 | -2 | 1 | 0 | 0 | 0 | -2 | -2 | -2 | 1 | -2 | 2 | 2 | -1 | -1 | -1 | 1 | -2 | 1 | 1 | 1 | 1 | 1 | 0 | 0 | 0 | 0 | 1 | 1 | -1 | -1 | -1 | 1 | 1 | 1 | 1 | -1 | -1 | -2 | 1 | -2 | -2 | -2 | -2 | -2 | -2 | -2 | -2 | -2 | -2 | -2 | -2 | -2 | -2 | -2 | -2 | -2 | 1 | -1 | -2 | -2 | 1 | -2 | -1 | -1 | 1 | -1 | 1 | 1 | -2 | -2 | -2 | 1 | 1 | -2 | 1 | 1 | -2 | 1 | -2 | -1 | -1 | -1 | -1 | -1 | -1 | 2 | -2 | -1 | 1 | -1 | 1 | -1 | 1 | -1 | 1 | 1 | 1 | 1 | -2 | -1 | -2 | -2 | -2 | 0 | -2 | -2 | 1 | -1 | -2 | -2 |  | -2
Tellus Power | UP160J-#MP-### |  | EPRI | AC | 7.2 | 2022-07-11 | 2022-07-11 | Network Capable | NA | Dual Port | Dual Port, Must acquire Gateway for network connectivity | 2 | -2 | -2 | 1 | 0 | 0 | -2 | -2 | -2 | -2 | -2 | -2 | 1 | -2 | -2 | 2 | 0 | 2 | -1 | -1 | 1 | 1 | -2 | 1 | 1 | 1 | 1 | 0 | 0 | 0 | 0 | 0 | 1 | -1 | -1 | -1 | 1 | 1 | 1 | -1 | -1 | -1 | -2 | -1 | -2 | -2 | -2 | -2 | -2 | -2 | -2 | -2 | -2 | -2 | -2 | -2 | -2 | -2 | -2 | -2 | 1 | -2 | 1 | -2 | -2 | 1 | -2 | 1 | 1 | 1 | 0 | 0 | 0 | -2 | -2 | -2 | 0 | 0 | -1 | -1 | -2 | 1 | -2 | 0 | -2 | -2 | 0 | 0 | 0 | 0 | 2 | 0 | 0 | 0 | 0 | 0 | 0 | -2 | 0 | 0 | 0 | 0 | 0 | -2 | 0 | -2 | -2 | -2 | 0 | 1 | 1 | 1 | -1 | -2 | -2 |  | 1
Tellus Power | UP80J-#MP-### |  | EPRI | AC | 7.2 | 2024-07-01 | 2024-07-01 | Network Capable | NA | Single Port | Single Port, Must acquire Gateway for network connectivity | 2 | -2 | -2 | 1 | 0 | 0 | -2 | -2 | -2 | -2 | -2 | -2 | 1 | -2 | -2 | 2 | 0 | -1 | -1 | -1 | 1 | 1 | -2 | 1 | 1 | 1 | 1 | 0 | 0 | 0 | 0 | 0 | 1 | -1 | -1 | -1 | 1 | 1 | 1 | -1 | -1 | -1 | -2 | -1 | -2 | -2 | -2 | -2 | -2 | -2 | -2 | -2 | -2 | -2 | -2 | -2 | -2 | -2 | -2 | -2 | 1 | -2 | 1 | -2 | -2 | 1 | -2 | 1 | 1 | 1 | 0 | 0 | 0 | -2 | -2 | -2 | 0 | 0 | -1 | -1 | -2 | 1 | -2 | 0 | -2 | -2 | 0 | 0 | 0 | 0 | 2 | 0 | 0 | 0 | 0 | 0 | 0 | -2 | 0 | 0 | 0 | 0 | 0 | -2 | 0 | -2 | -2 | -2 | 0 | 1 | 1 | 1 | -1 | -2 | -2 |  | -2
Tesla | 1450758 | SuperCharger V3 Cabinet | EPRI | DC | 387 | 2025-03-24 | 2025-03-24 | Fully Networked | Tesla | Up to 4 ports | Up to 4 ports | -2 | 2 | -2 | -2 | -2 | -2 | 1 | -1 | 1 | -1 | -2 | -2 | -2 | 1 | -2 | 2 | -2 | 2 | -1 | -1 | 1 | -2 | 1 | 1 | 1 | 1 | 1 | 1 | 1 | 1 | 1 | 1 | 1 | -1 | -1 | -1 | 1 | 1 | -1 | 1 | 2 | 2 | 1 | 1 | -1 | -1 | -1 | -1 | -1 | -1 | 1 | 1 | 1 | 1 | 1 | -2 | 1 | -1 | -1 | 1 | -2 | 1 | 1 | 1 | 1 | -1 | 1 | 1 | 1 | 1 | 1 | 1 | 1 | 1 | 1 | 1 | 1 | 1 | -2 | 1 | 1 | -2 | 1 | -2 | 1 | 1 | 1 | 1 | 1 | 1 | 2 | -2 | 1 | 1 | 1 | 1 | 1 | 1 | 1 | 1 | 1 | 1 | 1 | 1 | 1 | 1 | 1 | 1 | 1 | -2 | -2 | 1 | -1 | -1 | -1 |  | -2
Tesla | 1732843 | SuperCharger V4 Post | EPRI | DC | 250 | 2025-03-24 | 2025-03-24 | Fully Networked | Tesla | Single port | Single port | -2 | 2 | -2 | -2 | -2 | -2 | 1 | -1 | 1 | -1 | -2 | -2 | -2 | 1 | -2 | 2 | -2 | 2 | -1 | -1 | 1 | -2 | 1 | 1 | 1 | 1 | 1 | 1 | 1 | 1 | 1 | 1 | 1 | -1 | -1 | -1 | 1 | 1 | -1 | 1 | 2 | 2 | 1 | 1 | -1 | -1 | -1 | -1 | -1 | -1 | 1 | 1 | 1 | 1 | 1 | -2 | 1 | -1 | -1 | 1 | -2 | 1 | 1 | 1 | 1 | -1 | 1 | 1 | 1 | 1 | 1 | 1 | 1 | 1 | 1 | 1 | 1 | 1 | -2 | 1 | 1 | -2 | 1 | -2 | 1 | 1 | 1 | 1 | 1 | 1 | 2 | -2 | 1 | 1 | 1 | 1 | 1 | 1 | 1 | 1 | 1 | 1 | 1 | 1 | 1 | 1 | 1 | 1 | 1 | -2 | -2 | 1 | -1 | -1 | -1 |  | -2
Tesla | 1457768-XY-Z | Wall Connector 3.0 | EPRI | AC | 11.52 | 2024-10-25 | 2024-08-21 | Network Capable |  | Single port | The Tesla Wall Connector 3.0 with integrated RCD protective functions; Type A (≤30mA) and DC (6mA), meet the requirements of the product safety standard IEC 6185-1:2017, and the European installation standard HD/IEC 60364-7-722:2018, Clause § 722.531.2.101 Residual Current Protective Devices, without the need to install an external RCD protective device. The use of an external RCD protective device at the connection point can be installed, although not mandatory**. **Note: Local wiring regulations applicable to site installation will always take precedence. | 2 | -2 | -2 | 1 | -1 | 1 | -2 | -2 | -2 | -2 | -2 | -2 | 1 | -2 | -2 | 2 | 0 | 2 | 2 | 2 | 1 | 1 | -2 | 1 | 1 | 1 | 1 | 1 | 1 | 1 | -1 | 1 | 1 | -1 | -1 | -1 | 1 | 1 | -1 | -1 | -1 | -1 | -1 | -1 | -2 | -2 | -2 | -2 | -2 | -2 | -2 | -2 | -2 | -2 | -2 | -2 | -2 | -2 | -2 | -2 | -1 | -2 | -2 | -2 | -2 | -1 | -2 | -2 | -2 | 1 | -1 | -1 | -1 | -2 | -2 | -2 | -1 | -1 | 1 | -1 | -1 | 1 | -2 | -1 | -2 | -2 | 1 | 1 | 1 | -1 | 2 | 2 | 1 | -1 | -1 | 1 | -1 | -2 | -1 | 1 | 1 | 1 | 1 | -2 | 1 | -2 | -2 | -2 | 1 | -1 | 1 | 1 | -1 | -2 | -2 |  | -2
Tesla | 1734412-XY-Z | Universal Wall Connector | EPRI | AC | 11.52 | 2024-10-25 | 2024-08-21 | Network Capable |  | Single port. | The Tesla Universal Wall Connector is compatible with Tesla and non-Tesla electric vehicle models. It provides up to 48A of continuous current that offers 77 km or 44 miles of range per hour of charge. It is approved for indoor and outdoor installation. The Universal Wall Connector can support AC charging for vehicles with NACS or J1772 chargeports through the use of a J1772 adapter that docks into the side of the Wall Connector. | 2 | -2 | -2 | 1 | -1 | 1 | -2 | -2 | -2 | -2 | -2 | -2 | 1 | -2 | -2 | 2 | 0 | 2 | 2 | 2 | 1 | 1 | -2 | 1 | 1 | 1 | 1 | 1 | 1 | 1 | -1 | 1 | 1 | -1 | -1 | -1 | 1 | 1 | -1 | -1 | -1 | -1 | -1 | -1 | -2 | -2 | -2 | -2 | -2 | -2 | -2 | -2 | -2 | -2 | -2 | -2 | -2 | -2 | -2 | -2 | -1 | -2 | -2 | -2 | -2 | -1 | -2 | -2 | -2 | 1 | -1 | -1 | -1 | -2 | -2 | -2 | -1 | -1 | 1 | -1 | -1 | 1 | -2 | 1 | -2 | -2 | 1 | 1 | 1 | -1 | 2 | 2 | 1 | -1 | -1 | 1 | -1 | -2 | -1 | 1 | 1 | 1 | 1 | -2 | 1 | -2 | -2 | -2 | 1 | -1 | 1 | 1 | -1 | -2 | -2 |  | -2
The Mobility House |  |  | EPRI | NETWORK |  | 2025-12-09 | 2025-10-20 | Network Software | ChargePilot |  |  | -2 | -2 | -2 | -2 | -2 | -2 | -2 | -2 | -2 | -2 | -2 | -2 | -2 | -2 | -2 | -2 | -2 | -2 | -2 | -2 | -2 | -2 | -2 | -2 | -2 | -2 | -2 | -2 | -2 | -2 | -2 | -2 | -2 | -2 | -2 | -2 | -2 | -2 | -2 | -2 | -2 | -2 | -2 | -2 | 1 | -1 | -1 | 1 | -1 | 1 | 2 | 1 | 1 | -1 | -1 | -1 | 1 | 1 | -1 | 1 | -2 | -2 | 1 | 1 | 1 | 1 | 1 | 1 | -2 | -1 | -2 | 1 | 1 | -1 | 1 | 1 | 1 | 1 | -2 | -2 | -2 | -2 | -2 | -2 | -2 | -2 | 1 | 1 | 1 | 1 | -2 | -2 | 1 | -2 | -2 | 1 | 1 | 1 | -2 | 1 | 1 | 1 | 1 | 1 | 1 | 1 | 1 | 1 | 1 | -2 | -2 | -1 | -1 | -1 | -2 |  | -2
Tritium | PKM150 |  | EPRI | DC | 150 | 2025-02-21 | 2024-07-01 | Network Capable | NA |  | Charging station is DC-fed | -2 | 2 | -2 | -2 | -2 | -2 | 1 | 1 | 1 | 0 | -2 | -2 | -2 | 1 | -2 | 2 | -2 | -1 | -1 | -1 | 1 | -2 | 1 | 1 | 1 | 1 | 1 | 0 | 0 | 0 | 0 | 1 | 1 | -1 | -1 | -1 | 1 | 1 | 1 | -1 | -1 | -1 | -2 | -1 | -2 | -2 | -2 | -2 | -2 | -2 | -2 | -2 | -2 | -2 | -2 | -2 | -2 | -2 | -2 | -2 | -2 | -1 | -1 | -2 | -2 | -1 | -2 | -1 | -1 | 1 | 0 | 0 | 0 | -2 | -2 | -2 | 0 | 0 | -2 | 1 | -1 | -2 | 1 | -2 | 1 | 1 | 1 | 1 | 1 | 1 | 2 | -2 | 1 | 1 | 0 | 1 | -1 | -2 | 1 | 1 | 1 | 1 | 1 | -2 | 1 | -2 | -2 | -2 | 0 | -2 | -2 | 1 | -1 | -2 | -2 |  | 1
Tritium | TRI-153-RTM-02-025-#### | RTM 25 | EPRI | DC | 25 | 2025-06-05 | 2025-06-05 | Network Capable | NA | 1x CCS1 connector 1x CHAdeMO connector | 1x CCS1 connector 1x CHAdeMO connector | -2 | 2 | -2 | -2 | -2 | -2 | 1 | 1 | 1 | 0 | -2 | -2 | -2 | 1 | -2 | 2 | -2 | -1 | -1 | 2 | 1 | -2 | 1 | 1 | 1 | 1 | 1 | 0 | 0 | 0 | 0 | 1 | 1 | -1 | -1 | -1 | 1 | 1 | 1 | -1 | -1 | -1 | -2 | -1 | -2 | -2 | -2 | -2 | -2 | -2 | -2 | -2 | -2 | -2 | -2 | -2 | -2 | -2 | -2 | -2 | -2 | -1 | -1 | -2 | -2 | -1 | -2 | -1 | -1 | 1 | 0 | 0 | 0 | -2 | -2 | -2 | 0 | 0 | -2 | 1 | -1 | -2 | 1 | -2 | -1 | 1 | 1 | 1 | 1 | 1 | 2 | -2 | 1 | 1 | 0 | 1 | -1 | -2 | 1 | 1 | 1 | 1 | 1 | -2 | 1 | -2 | -2 | -2 | 0 | -2 | -2 | 1 | -1 | -2 | -2 |  | -2
Tritium | TRI-153-RTM-02-050-#### | RTM 50 | EPRI | DC | 50 | 6/5/25/ | 2025-06-05 | Network Capable | NA | 1x CCS1 connector 1x CHAdeMO connector | 1x CCS1 connector 1x CHAdeMO connector | -2 | 2 | -2 | -2 | -2 | -2 | 1 | 1 | 1 | 0 | -2 | -2 | -2 | 1 | -2 | 2 | -2 | -1 | -1 | 2 | 1 | -2 | 1 | 1 | 1 | 1 | 1 | 0 | 0 | 0 | 0 | 1 | 1 | -1 | -1 | -1 | 1 | 1 | 1 | -1 | -1 | -1 | -2 | -1 | -2 | -2 | -2 | -2 | -2 | -2 | -2 | -2 | -2 | -2 | -2 | -2 | -2 | -2 | -2 | -2 | -2 | -1 | -1 | -2 | -2 | -1 | -2 | -1 | -1 | 1 | 0 | 0 | 0 | -2 | -2 | -2 | 0 | 0 | -2 | 1 | -1 | -2 | 1 | -2 | -1 | 1 | 1 | 1 | 1 | 1 | 2 | -2 | 1 | 1 | 0 | 1 | -1 | -2 | 1 | 1 | 1 | 1 | 1 | -2 | 1 | -2 | -2 | -2 | 0 | -2 | -2 | 1 | -1 | -2 | -2 |  | 1
Tritium | TRI-153-RTM-02-075-#### | RTM 75 | EPRI | DC | 75 | 2025-06-05 | 2023-06-08 | Network Capable | NA | 1x CCS1 connector 1x CHAdeMO connector | 1x CCS1 connector 1x CHAdeMO connector | -2 | 2 | -2 | -2 | -2 | -2 | 1 | 1 | 1 | 0 | -2 | -2 | -2 | 1 | -2 | 2 | -2 | -1 | -1 | 2 | 1 | -2 | 1 | 1 | 1 | 1 | 1 | 0 | 0 | 0 | 0 | 1 | 1 | -1 | -1 | -1 | 1 | 1 | 1 | -1 | -1 | -1 | -2 | -1 | -2 | -2 | -2 | -2 | -2 | -2 | -2 | -2 | -2 | -2 | -2 | -2 | -2 | -2 | -2 | -2 | -2 | -1 | -1 | -2 | -2 | -1 | -2 | -1 | -1 | 1 | 0 | 0 | 0 | -2 | -2 | -2 | 0 | 0 | -2 | 1 | -1 | -2 | 1 | -2 | -1 | 1 | 1 | 1 | 1 | 1 | 2 | -2 | 1 | 1 | 0 | 1 | -1 | -2 | 1 | 1 | 1 | 1 | 1 | -2 | 1 | -2 | -2 | -2 | 0 | -2 | -2 | 1 | -1 | -2 | -2 |  | 1
Tritium | Veefil RT 175-S |  | SCE | DC | 175 | 2023-06-08 | 2023-06-08 | Network Capable | NA | 1x CCS1 connector 1x CHAdeMO connector | 1x CCS1 connector 1x CHAdeMO connector | -2 | 2 | -2 | -2 | -2 | -2 | 1 | 1 | 0 | 0 | -2 | -2 | -2 | 1 | -2 | 2 | -2 | 0 | -1 | -1 | 1 | -2 | 1 | 1 | 1 | 1 | 1 | 0 | 0 | 0 | 0 | 1 | 0 | -1 | -1 | -1 | 1 | 1 | 1 | 0 | -1 | -1 | -2 | 0 | -2 | -2 | -2 | -2 | -2 | -2 | -2 | -2 | -2 | -2 | -2 | -2 | -2 | -2 | -2 | -2 | -2 | 0 | 0 | -2 | -2 | 0 | -2 | 0 | -1 | 1 | 0 | 0 | 0 | -2 | -2 | -2 | 0 | 0 | -2 | 0 | -2 | -2 | 0 | -2 | 0 | 0 | 0 | 0 | 0 | 0 | 2 | -2 | 0 | 0 | 0 | 0 | 0 | -2 | 0 | 0 | 0 | 0 | 0 | -2 | 0 | -2 | -2 | -2 | 0 | -2 | -2 | 1 | -1 | -2 | -2 |  | -2
Tritium | Veefil RT 50 |  | SCE | DC | 50 | 2023-06-08 | 2023-06-08 | Network Capable | NA | 1x CCS1 connector 1x CHAdeMO connector | 1x CCS1 connector 1x CHAdeMO connector | -2 | 2 | -2 | -2 | -2 | -2 | 1 | 1 | 0 | 0 | -2 | -2 | -2 | 1 | -2 | 2 | -2 | 0 | -1 | -1 | 1 | -2 | 1 | 1 | 1 | 1 | 1 | 0 | 0 | 0 | 0 | 1 | 0 | -1 | -1 | -1 | 1 | 1 | 1 | 0 | -1 | -1 | -2 | 0 | -2 | -2 | -2 | -2 | -2 | -2 | -2 | -2 | -2 | -2 | -2 | -2 | -2 | -2 | -2 | -2 | -2 | 0 | 0 | -2 | -2 | 0 | -2 | 0 | -1 | 1 | 0 | 0 | 0 | -2 | -2 | -2 | 0 | 0 | -2 | 0 | -2 | -2 | 0 | -2 | 0 | 0 | 0 | 0 | 0 | 0 | 2 | -2 | 0 | 0 | 0 | 0 | 0 | -2 | 0 | 0 | 0 | 0 | 0 | -2 | 0 | -2 | -2 | -2 | 0 | -2 | -2 | 1 | -1 | -2 | -2 |  | -2
TurnOnGreen | EVP1100-W/CPEVAC-11KW-J17-W EVP1100-WG/CPEVAC-11KW-J17-WG CPEVAC-11KW-S18-# |  | EPRI | AC | 11.4 | 2023-05-03 | 2023-05-03 | Network Capable | NA | Single Port | Single Port | 2 | -2 | -2 | 1 | 0 | 0 | -2 | -2 | -2 | -2 | -2 | -2 | 1 | -2 | -2 | 2 | 0 | 2 | -1 | -1 | 1 | 1 | -2 | 1 | 1 | 1 | 1 | 0 | 0 | 0 | 0 | 0 | 1 | -1 | -1 | -1 | 1 | 1 | 1 | 1 | -1 | -1 | -2 | 1 | -2 | -2 | -2 | -2 | -2 | -2 | -2 | -2 | -2 | -2 | -2 | -2 | -2 | -2 | -2 | -2 | 1 | -2 | 1 | -2 | -2 | 1 | -2 | 1 | 1 | 1 | 0 | 0 | 0 | -2 | -2 | -2 | 0 | 0 | 1 | -1 | -2 | 1 | -2 | 1 | -2 | -2 | 1 | 1 | 1 | 1 | 2 | 2 | 1 | 1 | 0 | 1 | 0 | -2 | 1 | 1 | 1 | 1 | 1 | -2 | 1 | -2 | -2 | -2 | 0 | -1 | 1 | 1 | 1 | -2 | -2 |  | -2
TurnOnGreen | EVP1100-W/CPEVAC-11KW-J17-W-32 EVP1100-WG/CPEVAC-11KW-J17-WG-32 CPEVAC-11KW-S18-#-32 |  | EPRI | AC | 7.68 | 2025-08-27 | 2025-08-27 | Network Capable | NA | Single Port | Single Port | 2 | -2 | -2 | 1 | 0 | 0 | -2 | -2 | -2 | -2 | -2 | -2 | 1 | -2 | -2 | 2 | 0 | 2 | -1 | -1 | 1 | 1 | -2 | 1 | 1 | 1 | 1 | 0 | 0 | 0 | 0 | 0 | 1 | -1 | -1 | -1 | 1 | 1 | 1 | 1 | -1 | -1 | -2 | 1 | -2 | -2 | -2 | -2 | -2 | -2 | -2 | -2 | -2 | -2 | -2 | -2 | -2 | -2 | -2 | -2 | 1 | -2 | 1 | -2 | -2 | 1 | -2 | 1 | 1 | 1 | 0 | 0 | 0 | -2 | -2 | -2 | 0 | 0 | 1 | -1 | -2 | 1 | -2 | 1 | -2 | -2 | 1 | 1 | 1 | 1 | 2 | 2 | 1 | 1 | 0 | 1 | 0 | -2 | 1 | 1 | 1 | 1 | 1 | -2 | 1 | -2 | -2 | -2 | 0 | 1 | -1 | 1 | 1 | -2 | -2 |  | -2
TurnOnGreen | EVP700-W/CPEVAC-7KW-J17-W/ EVP700-G/CPEVAC-7KW-J17-G CPEVAC-7KW-S17-# |  | EPRI | AC | 7.6 | 2023-05-03 | 2023-05-03 | Network Capable | NA | Single Port | Single Port | 2 | -2 | -2 | 1 | 0 | 0 | -2 | -2 | -2 | -2 | -2 | -2 | 1 | -2 | -2 | 2 | 0 | -1 | -1 | -1 | 1 | 1 | -2 | 1 | 1 | 1 | 1 | 0 | 0 | 0 | 0 | 0 | 1 | -1 | -1 | -1 | 1 | 1 | 1 | 1 | -1 | -1 | -2 | 1 | -2 | -2 | -2 | -2 | -2 | -2 | -2 | -2 | -2 | -2 | -2 | -2 | -2 | -2 | -2 | -2 | 1 | -2 | 1 | -2 | -2 | 1 | -2 | 1 | -1 | -1 | 0 | 0 | 0 | -2 | -2 | -2 | 0 | 0 | -1 | -1 | -2 | 1 | -2 | 1 | -2 | -2 | 1 | 1 | 1 | 1 | 2 | -1 | 1 | 1 | 0 | 1 | 0 | -2 | 1 | 1 | 1 | 1 | 1 | -2 | 1 | -2 | -2 | -2 | 0 | 1 | 1 | 1 | 1 | -2 | -2 |  | -2
TurnOnGreen | FSP1200/CPEVDC-120KW-# | FSP1200 | EPRI | DC | 120 | 2024-07-01 | 2024-07-01 | Network Capable | NA | Single Port | Single Port, CCS connector | -2 | 2 | -2 | -2 | -2 | -2 | 1 | 0 | 0 | 0 | -2 | -2 | -2 | 1 | -2 | 2 | -2 | -1 | -1 | -1 | 1 | -2 | 1 | 1 | 1 | 1 | 1 | 0 | 0 | 0 | 0 | 1 | 1 | -1 | -1 | -1 | 1 | 1 | 1 | 1 | -1 | -1 | -2 | 1 | -2 | -2 | -2 | -2 | -2 | -2 | -2 | -2 | -2 | -2 | -2 | -2 | -2 | -2 | -2 | -2 | -2 | 1 | 1 | -2 | -2 | 1 | -2 | 1 | -1 | 1 | 0 | 0 | 0 | -2 | -2 | -2 | 0 | 0 | -2 | -1 | -2 | -2 | 1 | -2 | 1 | 1 | 1 | 1 | 1 | 1 | 2 | -2 | 1 | 1 | 0 | 1 | 0 | -2 | 1 | 1 | 1 | 1 | 1 | -2 | 1 | -2 | -2 | -2 | 0 | -2 | -2 | 1 | 1 | -2 | -2 |  | -2
TurnOnGreen | FSP1800 | FSP1800 | PGE | DC | 180 | 2024-07-01 | 2024-07-01 | Network Capable | NA |  |  | -2 | 2 | -2 | -2 | -2 | -2 | 1 | 0 | 0 | 0 | -2 | -2 | -2 | 1 | -2 | 2 | -2 | 0 | -1 | -1 | 1 | -2 | 1 | 1 | 1 | 1 | 1 | 0 | 0 | 0 | 0 | 1 | 0 | -1 | -1 | -1 | 1 | 1 | 1 | 0 | -1 | -1 | -2 | 0 | -2 | -2 | -2 | -2 | -2 | -2 | -2 | -2 | -2 | -2 | -2 | -2 | -2 | -2 | -2 | -2 | -2 | 0 | 0 | -2 | -2 | 0 | -2 | 0 | 0 | 0 | 0 | 0 | 0 | -2 | -2 | -2 | 0 | 0 | -2 | 0 | 0 | -2 | 0 | -2 | 0 | 0 | 0 | 0 | 0 | 0 | 2 | -2 | 0 | 0 | 0 | 0 | 0 | -2 | 0 | 0 | 0 | 0 | 0 | -2 | 0 | -2 | -2 | -2 | 0 | -2 | -2 | 1 | 1 | -2 | -2 |  | -2
TurnOnGreen | FSP300/CPEVDC-30KW-# | FSP300 | EPRI | DC | 30 | 2024-07-01 | 2024-07-01 | Network Capable | NA | Single Port | Single Port, CCS connector | -2 | 2 | -2 | -2 | -2 | -2 | 1 | 0 | 0 | 0 | -2 | -2 | -2 | 1 | -2 | 2 | -2 | -1 | -1 | -1 | 1 | -2 | 1 | 1 | 1 | 1 | 1 | 0 | 0 | 0 | 0 | 1 | 1 | -1 | -1 | -1 | 1 | 1 | 1 | 1 | -1 | -1 | -2 | 1 | -2 | -2 | -2 | -2 | -2 | -2 | -2 | -2 | -2 | -2 | -2 | -2 | -2 | -2 | -2 | -2 | -2 | 1 | 1 | -2 | -2 | 1 | -2 | 1 | 1 | 1 | 0 | 0 | 0 | -2 | -2 | -2 | 0 | 0 | -2 | -1 | -2 | -2 | 1 | -2 | 1 | 1 | 1 | 1 | 1 | 1 | 2 | -2 | 1 | 1 | 0 | 1 | 0 | -2 | 1 | 1 | 1 | 1 | 1 | -2 | 1 | -2 | -2 | -2 | 0 | -2 | -2 | 1 | 1 | -2 | -2 |  | -2
TurnOnGreen | FSP600/CPEVDC-60KW-# | FSP600 | EPRI | DC | 60 | 2024-07-01 | 2024-07-01 | Network Capable | NA | Single Port | Single Port, CCS connector | -2 | 2 | -2 | -2 | -2 | -2 | 1 | 0 | 0 | 0 | -2 | -2 | -2 | 1 | -2 | 2 | -2 | -1 | -1 | -1 | 1 | -2 | 1 | 1 | 1 | 1 | 1 | 0 | 0 | 0 | 0 | 1 | 1 | -1 | -1 | -1 | 1 | 1 | 1 | 1 | -1 | -1 | -2 | 1 | -2 | -2 | -2 | -2 | -2 | -2 | -2 | -2 | -2 | -2 | -2 | -2 | -2 | -2 | -2 | -2 | -2 | 1 | 1 | -2 | -2 | 1 | -2 | 1 | -1 | 1 | 0 | 0 | 0 | -2 | -2 | -2 | 0 | 0 | -2 | -1 | -2 | -2 | 1 | -2 | 1 | 1 | 1 | 1 | 1 | 1 | 2 | -2 | 1 | 1 | 0 | 1 | 0 | -2 | 1 | 1 | 1 | 1 | 1 | -2 | 1 | -2 | -2 | -2 | 0 | -2 | -2 | 1 | 1 | -2 | -2 |  | -2
TurnOnGreen |  |  | PGE | NETWORK | NA | 2023-05-03 | 2023-05-03 | Network Software | TurnOnGreen Network |  |  | -2 | -2 | -2 | -2 | -2 | -2 | -2 | -2 | -2 | -2 | -2 | -2 | -2 | -2 | -2 | -2 | -2 | -2 | -2 | -2 | -2 | -2 | -2 | -2 | -2 | -2 | -2 | -2 | -2 | -2 | -2 | -2 | -2 | -2 | -2 | -2 | -2 | -2 | -2 | -2 | -2 | -2 | -2 | -2 | 0 | -1 | -1 | 1 | -2 | 0 | 0 | 0 | 0 | 0 | -1 | -1 | 0 | 1 | -1 | 0 | -2 | -2 | 0 | 0 | 0 | 0 | 0 | 0 | -2 | 0 | -2 | 0 | 0 | 0 | 0 | 0 | 0 | 0 | -2 | -2 | -2 | -2 | -2 | -2 | -2 | -2 | -2 | 0 | 0 | 0 | -2 | -2 | 0 | -2 | -2 | 0 | 0 | 0 | -2 | 0 | 0 | 0 | 0 | 0 | 0 | 0 | 0 | 0 | 0 | -2 | -2 | 1 | 1 | 1 | -1 |  | -2
Voltpost, Inc. | Voltpost Air Pole Mount | Voltpost Air | EPRI | AC | 9.6 | 2025-09-10 | 2025-09-10 | Network Capable | NA | Single Port | Single port, Must acquire Gateway for network connectivity | 2 | -2 | -2 | 1 | 0 | 0 | -2 | -2 | -2 | -2 | -2 | -2 | 1 | -2 | -2 | 2 | 0 | 2 | -1 | -1 | 1 | 1 | -2 | 1 | 1 | 1 | 1 | 0 | 0 | 0 | 0 | 1 | 1 | -1 | -1 | -1 | 1 | 1 | 1 | -1 | -1 | -1 | -2 | -1 | -2 | -2 | -2 | -2 | -2 | -2 | -2 | -2 | -2 | -2 | -2 | -2 | -2 | -2 | -2 | -2 | 1 | -2 | 1 | -2 | -2 | 1 | -2 | 1 | 1 | -1 | 0 | 0 | 0 | -2 | -2 | -2 | 0 | 0 | 1 | 1 | 1 | 1 | -2 | 1 | -2 | -2 | 1 | 1 | 1 | 1 | 2 | -1 | 1 | -1 | 0 | 1 | 0 | -2 | 1 | 1 | 1 | 1 | 1 | -2 | 1 | -2 | -2 | -2 | 0 | 1 | 1 | 1 | -1 | -2 | -2 |  | -2
Wallbox | DCF3-3*[x]-8[yyyyyyy]-[zzz] | Supernova | EPRI | DC | 180 | 2026-01-29 | 2024-09-04 | Network Capable | NA | Dual port. | Dual port. * = 0 is 180kW max model, 1 is 120kW max model, 2 is 60kW max model; [x]: one digit numeric 0-9; [yyyyyyy]: seven digits numeric 0-9; [zzz]: three digits alphanumeric 0-9 and/or A-F | -2 | 2 | -2 | -2 | -2 | -2 | 1 | -1 | 1 | -1 | -2 | -2 | -2 | -1 | -2 | 2 | -2 | -1 | 2 | 2 | 1 | -2 | 1 | 1 | 1 | 1 | 1 | 1 | 1 | 1 | 1 | 1 | 1 | -1 | -1 | -1 | 1 | 1 | -1 | 1 | -1 | -1 | -2 | 1 | -2 | -2 | -2 | -2 | -2 | -2 | -2 | -2 | -2 | -2 | -2 | -2 | -2 | -2 | -2 | -2 | -2 | -1 | -2 | -2 | -2 | 1 | -2 | -2 | -2 | 1 | 1 | 1 | 1 | -2 | -2 | -2 | -2 | -2 | -2 | -1 | -1 | -2 | 1 | -2 | -1 | 1 | 1 | 1 | 1 | 1 | 2 | -2 | 1 | 1 | -1 | 1 | -1 | -1 | 1 | 1 | 1 | 1 | 1 | -2 | 1 | -2 | -2 | -2 | 1 | -2 | -2 | 1 | -1 | -2 | -2 |  | -2
Wallbox | PUP1-#-1-5-#-### / PUP2-#-1-5-#-### | Pulsar Plus | EPRI | AC | 9.6 | 2024-07-01 | 2024-07-01 | Network Capable | NA | Single Port | Single Port | 2 | -2 | -2 | 1 | 0 | 0 | -2 | -2 | -2 | -2 | -2 | -2 | 1 | -2 | -2 | 2 | 0 | 2 | -1 | -1 | 1 | 1 | -2 | 1 | 1 | 1 | 1 | 1 | 0 | 0 | 0 | 0 | 1 | -1 | -1 | -1 | 1 | 1 | 1 | -1 | -1 | -1 | -2 | -1 | -2 | -2 | -2 | -2 | -2 | -2 | -2 | -2 | -2 | -2 | -2 | -2 | -2 | -2 | -2 | -2 | 0 | -2 | 0 | -2 | -2 | 0 | -2 | 0 | -1 | -1 | 0 | 0 | 0 | -2 | -2 | -2 | 0 | 0 | -1 | 1 | -2 | 1 | -2 | 1 | -2 | -2 | -1 | -1 | -1 | -1 | 2 | -1 | 1 | 1 | 0 | 1 | 0 | -2 | 1 | 1 | 1 | 1 | -1 | -2 | -1 | -2 | -2 | -2 | 0 | 1 | 1 | 1 | -1 | -2 | -2 |  | 1
Wallbox | PUP1-#-1-6-#-### / PUP2-#-1-6-#-### | Pulsar Plus | SCE | AC | 11.5 | 2024-07-01 | 2024-07-01 | Network Capable | NA | Single Port | Single Port | 2 | -2 | -2 | 1 | 0 | 0 | -2 | -2 | -2 | -2 | -2 | -2 | 1 | -2 | -2 | 0 | 0 | 0 | -1 | -1 | 1 | 0 | -2 | 1 | 1 | 1 | 1 | 1 | 0 | 0 | 0 | 0 | 0 | -1 | -1 | -1 | 1 | 1 | 1 | 0 | -1 | -1 | -2 | 0 | -2 | -2 | -2 | -2 | -2 | -2 | -2 | -2 | -2 | -2 | -2 | -2 | -2 | -2 | -2 | -2 | 0 | -2 | 0 | -2 | -2 | 0 | -2 | 0 | -1 | -1 | 0 | 0 | 0 | -2 | -2 | -2 | 0 | 0 | 1 | 0 | -2 | 0 | -2 | 0 | -2 | -2 | 0 | 0 | 0 | 0 | 2 | 0 | 1 | 0 | 0 | 0 | 0 | -2 | 0 | 0 | 0 | 0 | 0 | -2 | 0 | -2 | -2 | -2 | 0 | -1 | 1 | 1 | -1 | -2 | -2 |  | 1
Wallbox | PUP3-#-#-6-#-##-#-40 | Pulsar Pro 48A-40 | EPRI | AC | 9.6 | 2025-12-02 | 2025-12-02 | Network Capable | N/A |  | # is a hold for cable length, connector type, power supply version, custom, and color. Payment terminal requirements aren't met by charger independently. We do allow integration with EVSP that have cloud-to-cloud integrations with payment terminals or kiosks. Examples can be provided. | 2 | -2 | -2 | 1 | -1 | -1 | -2 | -2 | -2 | -2 | -2 | -2 | 1 | -2 | -2 | -1 | -1 | 2 | -1 | -1 | 1 | 1 | -2 | 1 | 1 | 1 | 1 | 1 | 1 | 1 | 1 | 1 | 1 | -1 | -1 | -1 | 1 | 1 | 1 | 1 | -1 | -1 | -2 | 1 | -2 | -2 | -2 | -2 | -2 | -2 | -2 | -2 | -2 | -2 | -2 | -2 | -2 | -2 | -2 | -2 | -1 | -2 | -1 | -2 | -2 | 1 | -2 | -1 | -1 | 1 | -1 | 1 | -1 | -2 | -2 | -2 | -1 | -1 | 1 | 1 | -1 | 1 | -2 | 1 | -2 | -2 | 1 | 1 | 1 | -1 | 2 | 2 | 1 | 1 | -1 | 1 | -1 | -1 | 1 | 1 | 1 | 1 | -1 | -2 | 1 | -2 | -2 | -2 | -1 | 1 | -1 | 1 | -1 | -2 | -2 |  | -2
Wallbox | PUP3-#-#-6-#-##-# | Pulsar Pro 48A | EPRI | AC | 11.5 | 2025-03-12 | 2024-07-01 | Network Capable | N/A |  | # is a hold for cable length, connector type, power supply version, custom, and color. Payment terminal requirements aren't met by charger independently. We do allow integration with EVSP that have cloud-to-cloud integrations with payment terminals or kiosks. Examples can be provided. | 2 | -2 | -2 | 1 | -1 | -1 | -2 | -2 | -2 | -2 | -2 | -2 | 1 | -2 | -2 | -1 | -1 | 2 | -1 | -1 | 1 | 1 | -2 | 1 | 1 | 1 | 1 | 1 | 1 | 1 | 1 | 1 | 1 | -1 | -1 | -1 | 1 | 1 | 1 | 1 | -1 | -1 | -2 | 1 | -2 | -2 | -2 | -2 | -2 | -2 | -2 | -2 | -2 | -2 | -2 | -2 | -2 | -2 | -2 | -2 | -1 | -2 | -1 | -2 | -2 | 1 | -2 | -1 | -1 | 1 | -1 | 1 | -1 | -2 | -2 | -2 | -1 | -1 | 1 | 1 | -1 | 1 | -2 | 1 | -2 | -2 | 1 | 1 | 1 | -1 | 2 | 2 | 1 | 1 | -1 | 1 | -1 | -1 | 1 | 1 | 1 | 1 | -1 | -2 | 1 | -2 | -2 | -2 | -1 | -1 | 1 | 1 | -1 | -2 | -2 |  | -2
Webasto | 19356-32A-### |  | SCE | AC | 7.7 | 2024-07-01 | 2024-07-01 | Network Capable | NA | Single Port | Single Port, Must acquire Gateway for network connectivity | 2 | -2 | -2 | 1 | 0 | 0 | -2 | -2 | -2 | -2 | -2 | -2 | 1 | -2 | -2 | 0 | 0 | 0 | -1 | -1 | 1 | 0 | -2 | 1 | 1 | 1 | 1 | 0 | 0 | 0 | 0 | 0 | 0 | -1 | -1 | -1 | 1 | 1 | 1 | 0 | -1 | -1 | -2 | 0 | -2 | -2 | -2 | -2 | -2 | -2 | -2 | -2 | -2 | -2 | -2 | -2 | -2 | -2 | -2 | -2 | 0 | -2 | 0 | -2 | -2 | 0 | -2 | 0 | -1 | -1 | 0 | 0 | 0 | -2 | -2 | -2 | 0 | 0 | -1 | 0 | -2 | 0 | -2 | 0 | -2 | -2 | 0 | 0 | 0 | 0 | 2 | 0 | 0 | 0 | 0 | 0 | 0 | -2 | 0 | 0 | 0 | 0 | 0 | -2 | 0 | -2 | -2 | -2 | 0 | 1 | 1 | 1 | -1 | -2 | -2 |  | -2
Webasto | Turbo DX 16A | Turbo DX 16A | SCE | AC | 3.8 | 2024-07-01 | 2024-07-01 | Network Capable | NA | Single Port | Single Port, Must acquire Gateway for network connectivity | 2 | -2 | -2 | 1 | 0 | 0 | -2 | -2 | -2 | -2 | -2 | -2 | 1 | -2 | -2 | 0 | 0 | 0 | -1 | -1 | 1 | 0 | -2 | 1 | 1 | 1 | 1 | 0 | 0 | 0 | 0 | 0 | 0 | -1 | -1 | -1 | 1 | 1 | 1 | 0 | -1 | -1 | -2 | 0 | -2 | -2 | -2 | -2 | -2 | -2 | -2 | -2 | -2 | -2 | -2 | -2 | -2 | -2 | -2 | -2 | 0 | -2 | 0 | -2 | -2 | 0 | -2 | 0 | -1 | -1 | 0 | 0 | 0 | -2 | -2 | -2 | 0 | 0 | -1 | 0 | -2 | 0 | -2 | 0 | -2 | -2 | 0 | 0 | 0 | 0 | 2 | 0 | 0 | 0 | 0 | 0 | 0 | -2 | 0 | 0 | 0 | 0 | 0 | -2 | 0 | -2 | -2 | -2 | 0 | 1 | 1 | 1 | -1 | -2 | -2 |  | -2
Webasto | Turbo DX 32A | Turbo DX 32A | SCE | AC | 7.7 | 2024-07-01 | 2024-07-01 | Network Capable | NA | Single Port | Single Port, Must acquire Gateway for network connectivity | 2 | -2 | -2 | 1 | 0 | 0 | -2 | -2 | -2 | -2 | -2 | -2 | 1 | -2 | -2 | 0 | 0 | 0 | -1 | -1 | 1 | 0 | -2 | 1 | 1 | 1 | 1 | 0 | 0 | 0 | 0 | 0 | 0 | -1 | -1 | -1 | 1 | 1 | 1 | 0 | -1 | -1 | -2 | 0 | -2 | -2 | -2 | -2 | -2 | -2 | -2 | -2 | -2 | -2 | -2 | -2 | -2 | -2 | -2 | -2 | 0 | -2 | 0 | -2 | -2 | 0 | -2 | 0 | -1 | -1 | 0 | 0 | 0 | -2 | -2 | -2 | 0 | 0 | 1 | 0 | -2 | 0 | -2 | 0 | -2 | -2 | 0 | 0 | 0 | 0 | 2 | 0 | 0 | 0 | 0 | 0 | 0 | -2 | 0 | 0 | 0 | 0 | 0 | -2 | 0 | -2 | -2 | -2 | 0 | 1 | 1 | 1 | -1 | -2 | -2 |  | -2
Wevo Energy |  |  | EPRI | NETWORK | NA | 2025-09-16 | 2024-09-27 | Network Software | Wevo Energy |  |  | -2 | -2 | -2 | -2 | -2 | -2 | -2 | -2 | -2 | -2 | -2 | -2 | -2 | -2 | -2 | -2 | -2 | -2 | -2 | -2 | -2 | -2 | -2 | -2 | -2 | -2 | -2 | -2 | -2 | -2 | -2 | -2 | -2 | -2 | -2 | -2 | -2 | -2 | -2 | -2 | -2 | -2 | -2 | -2 | 1 | 1 | 1 | 1 | -2 | 1 | -1 | 1 | 1 | 1 | 1 | -1 | 1 | 1 | -1 | 1 | -2 | -2 | 1 | 1 | 1 | 1 | 1 | 1 | -2 | 1 | -2 | 1 | 1 | 1 | 1 | 1 | 1 | 1 | -2 | -2 | -2 | -2 | -2 | -2 | -2 | -2 | -2 | 1 | 1 | 1 | -2 | -2 | 1 | -2 | -2 | 1 | 1 | -1 | -2 | 1 | 1 | 1 | 1 | 1 | 1 | 1 | 1 | 1 | 1 | -2 | -2 | 1 | 1 | 1 | -1 |  | 1
Xcharge |  |  | Eversource CT | NETWORK | NA | 2025-12-08 | 2025-12-08 | Network Software | Xcharge |  |  | -2 | -2 | -2 | -2 | -2 | -2 | -2 | -2 | -2 | -2 | -2 | -2 | -2 | -2 | -2 | -2 | -2 | -2 | -2 | -2 | -2 | -2 | -2 | -2 | -2 | -2 | -2 | -2 | -2 | -2 | -2 | -2 | -2 | -2 | -2 | -2 | -2 | -2 | -2 | -2 | -2 | -2 | -2 | -2 | 0 | 0 | 0 | 0 | 0 | 0 | 0 | 0 | 0 | 0 | 0 | 0 | 0 | 0 | 0 | 0 | -2 | -2 | 0 | 0 | 0 | 0 | 0 | 0 | -2 | 0 | -2 | 0 | 0 | 0 | 0 | 0 | 0 | 0 | -2 | -2 | -2 | -2 | -2 | -2 | -2 | -2 | 0 | 0 | 0 | 0 | -2 | -2 | 0 | -2 | -2 | 0 | 0 | 0 | -2 | 0 | 0 | 0 | 0 | 0 | 0 | 0 | 0 | 0 | 0 | -2 | -2 | -2 | -2 | 0 | 0 |  | 1
XCharge | C6AM150XX | C6AM150XX | EPRI | DC | 150 | 2025-08-22 | 2024-07-01 | Network Capable | NA |  | Standalone DCFC, no HPC needed, runs off its own power | -2 | 2 | -2 | -2 | -2 | -2 | 1 | 0 | 0 | 0 | -2 | -2 | -2 | 1 | -2 | 2 | -2 | 2 | -1 | 2 | 1 | -2 | 1 | 1 | 1 | 1 | 1 | 0 | 0 | 0 | 0 | 1 | 1 | -1 | -1 | -1 | 1 | 1 | 1 | 1 | -1 | -1 | -2 | 1 | -2 | -2 | -2 | -2 | -2 | -2 | -2 | -2 | -2 | -2 | -2 | -2 | -2 | -2 | -2 | -2 | -2 | 1 | 1 | -2 | -2 | 1 | -2 | 1 | -1 | 1 | 0 | 0 | 0 | -2 | -2 | -2 | 0 | 0 | -2 | 1 | 1 | -2 | 1 | -2 | 1 | 1 | 1 | 1 | 1 | 1 | 2 | -2 | 1 | 1 | 0 | 1 | 0 | -2 | 1 | 1 | 1 | 1 | 1 | -2 | 1 | -2 | -2 | -2 | 0 | -2 | -2 | 1 | -1 | -2 | -2 |  | 1
XCharge | C6AM200XX | C6AM200XX | EPRI | DC | 200 | 2025-08-22 | 2024-10-03 | Network Capable |  | Dual port. | Dual port. | -2 | 2 | -2 | -2 | -2 | -2 | 1 | 1 | 1 | -1 | -2 | -2 | -2 | 1 | -2 | 2 | -2 | 2 | -1 | 2 | 1 | -2 | 1 | 1 | 1 | 1 | 1 | 1 | 1 | 1 | 1 | 1 | 1 | -1 | -1 | -1 | 1 | 1 | 1 | 1 | -1 | -1 | -2 | 1 | -2 | -2 | -2 | -2 | -2 | -2 | -2 | -2 | -2 | -2 | -2 | -2 | -2 | -2 | -2 | -2 | -2 | 1 | -2 | -2 | -2 | 1 | -2 | -2 | -2 | 1 | 1 | 1 | 1 | -2 | -2 | -2 | 1 | -2 | -2 | -1 | -1 | -2 | -1 | -2 | -1 | -1 | -1 | -1 | -1 | -1 | 2 | -2 | -1 | -1 | -1 | -1 | -1 | -2 | -1 | -1 | -1 | -1 | -1 | -2 | -1 | -2 | -2 | -2 | -1 | -2 | -2 | 1 | -1 | -2 | -2 |  | -2
XCharge | C6AM200XX (125kW) | C6AM200XX (125kW) | EPRI | DC | 125 | 2025-08-27 | 2025-08-27 | Network Capable | NA |  | Runs on 208 3P power, standalone DCFC | -2 | 2 | -2 | -2 | -2 | -2 | 1 | 0 | 0 | 0 | -2 | -2 | -2 | 1 | -2 | 2 | -2 | 2 | -1 | 2 | 1 | -2 | 1 | 1 | 1 | 1 | 1 | 0 | 0 | 0 | 0 | 1 | 1 | -1 | -1 | -1 | 1 | 1 | 1 | 1 | -1 | -1 | -2 | 1 | -2 | -2 | -2 | -2 | -2 | -2 | -2 | -2 | -2 | -2 | -2 | -2 | -2 | -2 | -2 | -2 | -2 | 1 | 1 | -2 | -2 | 1 | -2 | 1 | -1 | 1 | 0 | 0 | 0 | -2 | -2 | -2 | 0 | 0 | -2 | 1 | 1 | -2 | 1 | -2 | 1 | 1 | 1 | 1 | 1 | 1 | 2 | -2 | 1 | 1 | 0 | 1 | 0 | -2 | 1 | 1 | 1 | 1 | 1 | -2 | 1 | -2 | -2 | -2 | 0 | -2 | -2 | 1 | -1 | -2 | -2 |  | -2
XCharge | C6AM90XX | C6AM90XX | EPRI | DC | 95 | 2025-08-22 | 2024-07-01 | Network Capable | NA |  | Runs on 208 3P power, standalone DCFC | -2 | 2 | -2 | -2 | -2 | -2 | 1 | 0 | 0 | 0 | -2 | -2 | -2 | 1 | -2 | 2 | -2 | 2 | -1 | 2 | 1 | -2 | 1 | 1 | 1 | 1 | 1 | 0 | 0 | 0 | 0 | 1 | 1 | -1 | -1 | -1 | 1 | 1 | 1 | 1 | -1 | -1 | -2 | 1 | -2 | -2 | -2 | -2 | -2 | -2 | -2 | -2 | -2 | -2 | -2 | -2 | -2 | -2 | -2 | -2 | -2 | 1 | 1 | -2 | -2 | 1 | -2 | 1 | -1 | 1 | 0 | 0 | 0 | -2 | -2 | -2 | 0 | 0 | -2 | 1 | 1 | -2 | 1 | -2 | 1 | 1 | 1 | 1 | 1 | 1 | 2 | -2 | 1 | 1 | 0 | 1 | 0 | -2 | 1 | 1 | 1 | 1 | 1 | -2 | 1 | -2 | -2 | -2 | 0 | -2 | -2 | 1 | -1 | -2 | -2 |  | 1
Xcharge | C7AM-240-CC / C7AM-240-LQ- CC | C7AM | EPRI | DC | 240 | 2024-10-29 | 2024-10-29 | Network Capable |  | Dual port. | Dual port DCFC (up to 400kW), available with both CCS1 and NACS (liquid or air cooled cable) | -2 | 2 | -2 | -2 | -2 | -2 | 1 | 1 | 1 | -1 | -2 | -2 | -2 | 1 | -2 | 2 | -2 | 2 | -1 | -1 | 1 | -2 | 1 | 1 | 1 | 1 | 1 | 1 | 1 | 1 | 1 | 1 | 1 | -1 | -1 | -1 | 1 | 1 | 1 | 1 | -1 | -1 | -2 | 1 | -2 | -2 | -2 | -2 | -2 | -2 | -2 | -2 | -2 | -2 | -2 | -2 | -2 | -2 | -2 | -2 | -2 | 1 | -2 | -2 | -2 | 1 | -2 | -2 | -2 | 1 | 1 | 1 | 1 | -2 | -2 | -2 | 1 | -2 | -2 | -1 | -1 | -2 | 1 | -2 | 1 | 1 | 1 | 1 | 1 | 1 | 2 | -2 | 1 | 1 | 1 | 1 | 1 | -2 | 1 | 1 | 1 | 1 | 1 | -2 | 1 | -2 | -2 | -2 | 1 | -2 | -2 | 1 | -1 | -2 | -2 |  | -2
Xcharge | C7AM-280-CC / C7AM-280-LQ-CC | C7AM | EPRI | DC | 280 | 2024-10-29 | 2024-10-29 | Network Capable |  | Dual port. | Dual port DCFC (up to 400kW), available with both CCS1 and NACS (liquid or air cooled cable) | -2 | 2 | -2 | -2 | -2 | -2 | 1 | 1 | 1 | -1 | -2 | -2 | -2 | 1 | -2 | 2 | -2 | 2 | -1 | -1 | 1 | -2 | 1 | 1 | 1 | 1 | 1 | 1 | 1 | 1 | 1 | 1 | 1 | -1 | -1 | -1 | 1 | 1 | 1 | 1 | -1 | -1 | -2 | 1 | -2 | -2 | -2 | -2 | -2 | -2 | -2 | -2 | -2 | -2 | -2 | -2 | -2 | -2 | -2 | -2 | -2 | 1 | -2 | -2 | -2 | 1 | -2 | -2 | -2 | 1 | 1 | 1 | 1 | -2 | -2 | -2 | 1 | -2 | -2 | -1 | -1 | -2 | 1 | -2 | 1 | 1 | 1 | 1 | 1 | 1 | 2 | -2 | 1 | 1 | 1 | 1 | 1 | -2 | 1 | 1 | 1 | 1 | 1 | -2 | 1 | -2 | -2 | -2 | 1 | -2 | -2 | 1 | -1 | -2 | -2 |  | -2
Xcharge | C7AM-320-CC / C7AM-320-LQ-CC | C7AM | EPRI | DC | 320 | 2024-10-29 | 2024-10-29 | Network Capable |  | Dual port. | Dual port DCFC (up to 400kW), available with both CCS1 and NACS (liquid or air cooled cable) | -2 | 2 | -2 | -2 | -2 | -2 | 1 | 1 | 1 | -1 | -2 | -2 | -2 | 1 | -2 | 2 | -2 | 2 | -1 | -1 | 1 | -2 | 1 | 1 | 1 | 1 | 1 | 1 | 1 | 1 | 1 | 1 | 1 | -1 | -1 | -1 | 1 | 1 | 1 | 1 | -1 | -1 | -2 | 1 | -2 | -2 | -2 | -2 | -2 | -2 | -2 | -2 | -2 | -2 | -2 | -2 | -2 | -2 | -2 | -2 | -2 | 1 | -2 | -2 | -2 | 1 | -2 | -2 | -2 | 1 | 1 | 1 | 1 | -2 | -2 | -2 | 1 | -2 | -2 | -1 | -1 | -2 | 1 | -2 | 1 | 1 | 1 | 1 | 1 | 1 | 2 | -2 | 1 | 1 | 1 | 1 | 1 | -2 | 1 | 1 | 1 | 1 | 1 | -2 | 1 | -2 | -2 | -2 | 1 | -2 | -2 | 1 | -1 | -2 | -2 |  | -2
Xcharge | C7AM-360-CC / C7AM-360-LQ-CC | C7AM | EPRI | DC | 360 | 2024-10-29 | 2024-10-29 | Network Capable |  | Dual port. | Dual port DCFC (up to 400kW), available with both CCS1 and NACS (liquid or air cooled cable) | -2 | 2 | -2 | -2 | -2 | -2 | 1 | 1 | 1 | -1 | -2 | -2 | -2 | 1 | -2 | 2 | -2 | 2 | -1 | -1 | 1 | -2 | 1 | 1 | 1 | 1 | 1 | 1 | 1 | 1 | 1 | 1 | 1 | -1 | -1 | -1 | 1 | 1 | 1 | 1 | -1 | -1 | -2 | 1 | -2 | -2 | -2 | -2 | -2 | -2 | -2 | -2 | -2 | -2 | -2 | -2 | -2 | -2 | -2 | -2 | -2 | 1 | -2 | -2 | -2 | 1 | -2 | -2 | -2 | 1 | 1 | 1 | 1 | -2 | -2 | -2 | 1 | -2 | -2 | -1 | -1 | -2 | 1 | -2 | 1 | 1 | 1 | 1 | 1 | 1 | 2 | -2 | 1 | 1 | 1 | 1 | 1 | -2 | 1 | 1 | 1 | 1 | 1 | -2 | 1 | -2 | -2 | -2 | 1 | -2 | -2 | 1 | -1 | -2 | -2 |  | -2
Xcharge | C7AM-400-CC / C7AM-400-LQ-CC | C7AM | EPRI | DC | 400 | 2024-10-29 | 2024-10-29 | Network Capable |  | Dual port. | Dual port DCFC (up to 400kW), available with both CCS1 and NACS (liquid or air cooled cable) | -2 | 2 | -2 | -2 | -2 | -2 | 1 | 1 | 1 | -1 | -2 | -2 | -2 | 1 | -2 | 2 | -2 | -1 | -1 | -1 | 1 | -2 | 1 | 1 | 1 | 1 | 1 | 1 | 1 | 1 | 1 | 1 | 1 | -1 | -1 | -1 | 1 | 1 | 1 | 1 | -1 | -1 | -2 | 1 | -2 | -2 | -2 | -2 | -2 | -2 | -2 | -2 | -2 | -2 | -2 | -2 | -2 | -2 | -2 | -2 | -2 | 1 | -2 | -2 | -2 | 1 | -2 | -2 | -2 | 1 | 1 | 1 | 1 | -2 | -2 | -2 | 1 | -2 | -2 | -1 | -1 | -2 | 1 | -2 | 1 | 1 | 1 | 1 | 1 | 1 | 2 | -2 | 1 | 1 | 1 | 1 | 1 | -2 | 1 | 1 | 1 | 1 | 1 | -2 | 1 | -2 | -2 | -2 | 1 | -2 | -2 | 1 | -1 | -2 | -2 |  | -2
XCharge | NZS/2215, NZS/430 | GridLink 01, GridLink 02 | EPRI | DC | 194 | 2025-08-22 | 2025-08-22 | Network Capable |  | Dual port. | All-in-one battery-integrated storage system delivering dual-port DC fast charging up to 194 kW with CCS1 and NACS, requiring minimal grid power for flexible, high-performance deployment. | -2 | 2 | -2 | -2 | -2 | -2 | 1 | 1 | 1 | -1 | -2 | -2 | -2 | 1 | -2 | -1 | -1 | -1 | -1 | -1 | 1 | -2 | 1 | 1 | 1 | 1 | 1 | 1 | 1 | 1 | 1 | 1 | 1 | 2 | 2 | -1 | 1 | 1 | 1 | 1 | -1 | -1 | -2 | 1 | -2 | -2 | -2 | -2 | -2 | -2 | -2 | -2 | -2 | -2 | -2 | -2 | -2 | -2 | -2 | -2 | -2 | 1 | -2 | -2 | -2 | 1 | -2 | -2 | -2 | 1 | 1 | 1 | 1 | -2 | -2 | -2 | 1 | -2 | -2 | -1 | -1 | -2 | 1 | -2 | 1 | 1 | 1 | 1 | 1 | 1 | 2 | -2 | 1 | 1 | 1 | 1 | 1 | 1 | 1 | 1 | 1 | 1 | 1 | -2 | 1 | 1 | 1 | 1 | 1 | -2 | -2 | 1 | -1 | -2 | -2 |  | -2
Xeal |  | Xeal-64 charger | EPRI/SCE | AC | 15.4 | 2025-12-09 | 2025-12-09 | Network Capable | NA | Single Port | Single port, Must acquire Gateway for network connectivity | 2 | -2 | -2 | 1 | 0 | 0 | -2 | -2 | -2 | -2 | -2 | -2 | 1 | -2 | -2 | 2 | 0 | 0 | -1 | -1 | 1 | 1 | -2 | 1 | 1 | 1 | 1 | 0 | 0 | 0 | 0 | 1 | 0 | -1 | -1 | -1 | 1 | 1 | 1 | 0 | -1 | -1 | -2 | 0 | -2 | -2 | -2 | -2 | -2 | -2 | -2 | -2 | -2 | -2 | -2 | -2 | -2 | -2 | -2 | -2 | 0 | -2 | 0 | -2 | -2 | 0 | -2 | 0 | -1 | -1 | 0 | 0 | 0 | -2 | -2 | -2 | 0 | 0 | 1 | 0 | -2 | 0 | -2 | 0 | -2 | -2 | 0 | 0 | 0 | 0 | 2 | 0 | 0 | 0 | 0 | 0 | 0 | -2 | 0 | 0 | 0 | 0 | 0 | -2 | 0 | -2 | -2 | -2 | 0 | -1 | 1 | -1 | -1 | -2 | -2 |  | -2
Xeal | A10L-25J1-3 | Xeal-32A | EPRI | AC | 7.7 | 2024-10-04 | 2024-10-04 | Fully Networked | Xeal | Single port. | Single port. | 2 | -2 | -2 | 1 | -1 | -1 | -2 | -2 | -2 | -2 | -2 | -2 | 1 | -2 | -2 | -1 | -1 | 2 | 2 | 2 | 1 | 1 | -2 | 1 | 1 | 1 | 1 | 1 | 1 | 1 | 1 | 1 | 1 | -1 | -1 | -1 | 1 | 1 | 1 | 1 | -1 | -1 | -2 | 1 | 1 | -1 | -1 | 1 | -2 | 1 | 1 | 1 | -1 | 1 | -1 | -1 | 1 | 1 | 2 | 1 | 1 | -2 | 1 | 1 | 1 | -1 | 1 | 1 | 1 | -1 | 1 | -1 | 1 | 1 | 1 | 1 | -1 | 1 | 1 | 1 | 1 | 1 | -2 | 1 | -2 | -2 | 1 | 1 | 1 | 1 | 2 | 2 | 1 | -1 | -1 | 1 | 1 | -1 | 1 | 1 | 1 | 1 | 1 | -1 | 1 | 1 | 1 | 1 | 1 | 1 | 1 | -1 | -1 | -2 | -2 |  | -2
Xeal |  |  | PGE/Evergy | NETWORK | NA | 2025-06-17 | 2023-07-07 | Network Software | Xeal Network |  |  | -2 | -2 | -2 | -2 | -2 | -2 | -2 | -2 | -2 | -2 | -2 | -2 | -2 | -2 | -2 | -2 | -2 | -2 | -2 | -2 | -2 | -2 | -2 | -2 | -2 | -2 | -2 | -2 | -2 | -2 | -2 | -2 | -2 | -2 | -2 | -2 | -2 | -2 | -2 | -2 | -2 | -2 | -2 | -2 | 1 | -1 | -1 | 1 | -2 | 1 | 1 | 1 | -1 | 1 | -1 | -1 | 1 | 1 | 2 | 1 | -2 | -2 | 1 | 1 | 1 | -1 | 1 | 1 | -2 | -1 | -2 | -1 | 1 | 1 | 1 | 1 | -1 | 1 | -2 | -2 | -2 | -2 | -2 | -2 | -2 | -2 | 1 | 1 | 1 | 1 | -2 | -2 | 1 | -2 | -2 | 1 | 1 | -1 | -2 | 1 | 1 | 1 | 1 | -1 | 1 | 1 | 1 | 1 | 1 | -2 | -2 | -1 | -1 | 1 | -1 |  | 1
Xiamen Topstar Co., LTD | TSEA240V/32AUS | TSEA240V/##AUS | EPRI | AC | 7.6 | 2025-09-10 | 2025-09-10 | Network Capable |  | Single port. | Single port. | 2 | -2 | -2 | 1 | -1 | 1 | -2 | -2 | -2 | -2 | -2 | -2 | 1 | -2 | -2 | 2 | 0 | 2 | -1 | 2 | 1 | 1 | -2 | 1 | 1 | 1 | 1 | 1 | 1 | 1 | 1 | 1 | 1 | -1 | -1 | -1 | 1 | 1 | 1 | 1 | -1 | -1 | -2 | -1 | -2 | -2 | -2 | -2 | -2 | -2 | -2 | -2 | -2 | -2 | -2 | -2 | -2 | -2 | -2 | -2 | 1 | -2 | -2 | -2 | -2 | -1 | -2 | -2 | -2 | 1 | 1 | -1 | 1 | -2 | -2 | -2 | 1 | -2 | -1 | -1 | -1 | 1 | -2 | 1 | -2 | -2 | 1 | 1 | 1 | 1 | 2 | 2 | 1 | 1 | 1 | 1 | 1 | -1 | 1 | 1 | 1 | 1 | 1 | -2 | 1 | 1 | 1 | 1 | 1 | 1 | 1 | 1 | -1 | -2 | -2 |  | -2
Xiamen Topstar Co., LTD | TSEA240V/40AUS | TSEA240V/##AUS | EPRI | AC | 9.6 | 2025-09-10 | 2025-09-10 | Network Capable |  | Single port. | Single port. | 2 | -2 | -2 | 1 | -1 | 1 | -2 | -2 | -2 | -2 | -2 | -2 | 1 | -2 | -2 | 2 | 0 | 2 | -1 | 2 | 1 | 1 | -2 | 1 | 1 | 1 | 1 | 1 | 1 | 1 | 1 | 1 | 1 | -1 | -1 | -1 | 1 | 1 | 1 | 1 | -1 | -1 | -2 | -1 | -2 | -2 | -2 | -2 | -2 | -2 | -2 | -2 | -2 | -2 | -2 | -2 | -2 | -2 | -2 | -2 | 1 | -2 | -2 | -2 | -2 | -1 | -2 | -2 | -2 | 1 | 1 | -1 | 1 | -2 | -2 | -2 | 1 | -2 | -1 | -1 | -1 | 1 | -2 | 1 | -2 | -2 | 1 | 1 | 1 | 1 | 2 | 2 | 1 | 1 | 1 | 1 | 1 | -1 | 1 | 1 | 1 | 1 | 1 | -2 | 1 | 1 | 1 | 1 | 1 | 1 | 1 | 1 | -1 | -2 | -2 |  | -2
Xiamen Topstar Co., LTD | TSEA240V/48AUS | TSEA240V/##AUS | EPRI | AC | 11.5 | 2025-09-10 | 2025-09-10 | Network Capable |  | Single port. | Single port. | 2 | -2 | -2 | 1 | -1 | 1 | -2 | -2 | -2 | -2 | -2 | -2 | 1 | -2 | -2 | 2 | 0 | 2 | -1 | 2 | 1 | 1 | -2 | 1 | 1 | 1 | 1 | 1 | 1 | 1 | 1 | 1 | 1 | -1 | -1 | -1 | 1 | 1 | 1 | 1 | -1 | -1 | -2 | -1 | -2 | -2 | -2 | -2 | -2 | -2 | -2 | -2 | -2 | -2 | -2 | -2 | -2 | -2 | -2 | -2 | 1 | -2 | -2 | -2 | -2 | -1 | -2 | -2 | -2 | 1 | 1 | -1 | 1 | -2 | -2 | -2 | 1 | -2 | -1 | -1 | -1 | 1 | -2 | 1 | -2 | -2 | 1 | 1 | 1 | 1 | 2 | 2 | 1 | 1 | 1 | 1 | 1 | -1 | 1 | 1 | 1 | 1 | 1 | -2 | 1 | 1 | 1 | 1 | 1 | -1 | 1 | 1 | -1 | -2 | -2 |  | -2
Xiamen Topstar Co., LTD | TSEA240V/80AUS | TSEA240V/##AUS | EPRI | AC | 19.2 | 2025-09-10 | 2025-08-22 | Network Capable |  | Single port. | Single port. | 2 | -2 | -2 | 1 | -1 | 1 | -2 | -2 | -2 | -2 | -2 | -2 | 1 | -2 | -2 | 2 | 0 | 2 | -1 | 2 | 1 | 1 | -2 | 1 | 1 | 1 | 1 | 1 | 1 | 1 | 1 | 1 | 1 | -1 | -1 | -1 | 1 | 1 | 1 | 1 | -1 | -1 | -2 | -1 | -2 | -2 | -2 | -2 | -2 | -2 | -2 | -2 | -2 | -2 | -2 | -2 | -2 | -2 | -2 | -2 | 1 | -2 | -2 | -2 | -2 | -1 | -2 | -2 | -2 | 1 | 1 | -1 | 1 | -2 | -2 | -2 | 1 | -2 | -1 | -1 | -1 | 1 | -2 | 1 | -2 | -2 | 1 | 1 | 1 | 1 | 2 | 2 | 1 | 1 | 1 | 1 | 1 | -1 | 1 | 1 | 1 | 1 | 1 | -2 | 1 | 1 | 1 | 1 | 1 | -1 | 1 | 1 | -1 | -2 | -2 |  | -2
Xiamen Topstar Co., LTD | TSED240V/32A2US | TSED240V/##A2US | EPRI | AC | 7.6 | 2025-09-10 | 2025-09-10 | Network Capable |  | Dual port. | Dual port. | 2 | -2 | -2 | 1 | -1 | 1 | -2 | -2 | -2 | -2 | -2 | -2 | 1 | -2 | -2 | 2 | 0 | 2 | -1 | 2 | 1 | 1 | -2 | 1 | 1 | 1 | 1 | 1 | 1 | 1 | 1 | 1 | 1 | -1 | -1 | -1 | 1 | 1 | 1 | 1 | -1 | -1 | -2 | -1 | -2 | -2 | -2 | -2 | -2 | -2 | -2 | -2 | -2 | -2 | -2 | -2 | -2 | -2 | -2 | -2 | 1 | -2 | -2 | -2 | -2 | -1 | -2 | -2 | -2 | 1 | 1 | -1 | 1 | -2 | -2 | -2 | 1 | -2 | -1 | -1 | -1 | 1 | -2 | 1 | -2 | -2 | 1 | 1 | 1 | 1 | 2 | 2 | 1 | 1 | 1 | 1 | 1 | -1 | 1 | 1 | 1 | 1 | 1 | -2 | 1 | 1 | 1 | 1 | 1 | 1 | 1 | 1 | -1 | -2 | -2 |  | -2
Xiamen Topstar Co., LTD | TSED240V/40A2US | TSED240V/##A2US | EPRI | AC | 9.6 | 2025-09-10 | 2025-09-10 | Network Capable |  | Dual port. | Dual port. | 2 | -2 | -2 | 1 | -1 | 1 | -2 | -2 | -2 | -2 | -2 | -2 | 1 | -2 | -2 | 2 | 0 | 2 | -1 | 2 | 1 | 1 | -2 | 1 | 1 | 1 | 1 | 1 | 1 | 1 | 1 | 1 | 1 | -1 | -1 | -1 | 1 | 1 | 1 | 1 | -1 | -1 | -2 | -1 | -2 | -2 | -2 | -2 | -2 | -2 | -2 | -2 | -2 | -2 | -2 | -2 | -2 | -2 | -2 | -2 | 1 | -2 | -2 | -2 | -2 | -1 | -2 | -2 | -2 | 1 | 1 | -1 | 1 | -2 | -2 | -2 | 1 | -2 | -1 | -1 | -1 | 1 | -2 | 1 | -2 | -2 | 1 | 1 | 1 | 1 | 2 | 2 | 1 | 1 | 1 | 1 | 1 | -1 | 1 | 1 | 1 | 1 | 1 | -2 | 1 | 1 | 1 | 1 | 1 | 1 | 1 | 1 | -1 | -2 | -2 |  | -2
Xiamen Topstar Co., LTD | TSED240V/48A2US | TSED240V/##A2US | EPRI | AC | 11.5 | 2025-09-10 | 2025-09-10 | Network Capable |  | Dual port. | Dual port. | 2 | -2 | -2 | 1 | -1 | 1 | -2 | -2 | -2 | -2 | -2 | -2 | 1 | -2 | -2 | 2 | 0 | 2 | -1 | 2 | 1 | 1 | -2 | 1 | 1 | 1 | 1 | 1 | 1 | 1 | 1 | 1 | 1 | -1 | -1 | -1 | 1 | 1 | 1 | 1 | -1 | -1 | -2 | -1 | -2 | -2 | -2 | -2 | -2 | -2 | -2 | -2 | -2 | -2 | -2 | -2 | -2 | -2 | -2 | -2 | 1 | -2 | -2 | -2 | -2 | -1 | -2 | -2 | -2 | 1 | 1 | -1 | 1 | -2 | -2 | -2 | 1 | -2 | -1 | -1 | -1 | 1 | -2 | 1 | -2 | -2 | 1 | 1 | 1 | 1 | 2 | 2 | 1 | 1 | 1 | 1 | 1 | -1 | 1 | 1 | 1 | 1 | 1 | -2 | 1 | 1 | 1 | 1 | 1 | -1 | 1 | 1 | -1 | -2 | -2 |  | -2
Xiamen Topstar Co., LTD | TSED240V/80A2US | TSED240V/##A2US | EPRI | AC | 19.2 | 2025-09-10 | 2025-08-22 | Network Capable |  | Dual port. | Dual port. | 2 | -2 | -2 | 1 | -1 | 1 | -2 | -2 | -2 | -2 | -2 | -2 | 1 | -2 | -2 | 2 | 0 | 2 | -1 | 2 | 1 | 1 | -2 | 1 | 1 | 1 | 1 | 1 | 1 | 1 | 1 | 1 | 1 | -1 | -1 | -1 | 1 | 1 | 1 | 1 | -1 | -1 | -2 | -1 | -2 | -2 | -2 | -2 | -2 | -2 | -2 | -2 | -2 | -2 | -2 | -2 | -2 | -2 | -2 | -2 | 1 | -2 | -2 | -2 | -2 | -1 | -2 | -2 | -2 | 1 | 1 | -1 | 1 | -2 | -2 | -2 | 1 | -2 | -1 | -1 | -1 | 1 | -2 | 1 | -2 | -2 | 1 | 1 | 1 | 1 | 2 | 2 | 1 | 1 | 1 | 1 | 1 | -1 | 1 | 1 | 1 | 1 | 1 | -2 | 1 | 1 | 1 | 1 | 1 | -1 | 1 | 1 | -1 | -2 | -2 |  | -2
Zerova | AWLU770001/ AW32 | ICS AWG 4G | EPRI/PGE | AC | 7.7 | 2022-12-01 | 2022-12-01 | Network Capable | NA | Single Port | Single Port, Standalone network capability | 2 | -2 | -2 | 1 | 0 | 1 | -2 | -2 | -2 | -2 | -2 | -2 | 1 | -2 | -2 | 2 | 0 | -1 | -1 | -1 | 1 | 1 | -2 | 1 | 1 | 1 | 1 | 0 | 0 | 0 | 0 | 1 | 1 | -1 | -1 | -1 | 1 | 1 | 1 | -1 | -1 | -1 | -2 | -1 | -2 | -2 | -2 | -2 | -2 | -2 | -2 | -2 | -2 | -2 | -2 | -2 | -2 | -2 | -2 | -2 | -1 | -2 | -1 | -2 | -2 | -1 | -2 | -1 | -1 | -1 | 0 | 0 | 0 | -2 | -2 | -2 | 0 | 0 | 1 | -1 | -2 | -1 | -2 | 1 | -2 | -2 | -1 | -1 | -1 | 1 | 2 | -1 | -1 | -1 | -1 | 1 | -1 | -2 | -1 | -1 | -1 | -1 | -1 | -2 | -1 | -2 | -2 | -2 | 0 | 1 | 1 | 1 | 1 | -2 | -2 |  | 1
Zerova | AXLU111001-40/ AX48-40 | AX48-40 | EPRI | AC | 8.3 | 2023-07-10 | 2023-07-10 | Network Capable | NA | Single Port | Single Port, Standalone network capability | 2 | -2 | -2 | 1 | 0 | 1 | -2 | -2 | -2 | -2 | -2 | -2 | 1 | -2 | -2 | 2 | 0 | -1 | -1 | -1 | 1 | 1 | -2 | 1 | 1 | 1 | 1 | 0 | 0 | 0 | 0 | 0 | 1 | -1 | -1 | -1 | 1 | 1 | 1 | 1 | -1 | -1 | -2 | 1 | -2 | -2 | -2 | -2 | -2 | -2 | -2 | -2 | -2 | -2 | -2 | -2 | -2 | -2 | -2 | -2 | -1 | -2 | -1 | -2 | -2 | -1 | -2 | -1 | 1 | 1 | 0 | 0 | 0 | -2 | -2 | -2 | 0 | 0 | 1 | 1 | 1 | 1 | -2 | 1 | -2 | -2 | -1 | -1 | -1 | -1 | 2 | 2 | 1 | 1 | 1 | 1 | 1 | -2 | 1 | 1 | 1 | 1 | 1 | -2 | 1 | -2 | -2 | -2 | 0 | 1 | -1 | 1 | 1 | -2 | -2 |  | -2
Zerova | AXLU111001/ AX48 | AX48 | EPRI | AC | 11 | 2024-10-30 | 2022-12-01 | Network Capable | NA | Single Port | Single Port, Standalone network capability; OCA Full and Security certificates under software version V1.00 | 2 | -2 | -2 | 1 | 1 | 1 | -2 | -2 | -2 | -2 | -2 | -2 | 1 | -2 | -2 | 2 | 0 | 2 | -1 | -1 | 1 | 1 | -2 | 1 | 1 | 1 | 1 | 1 | 1 | 1 | 1 | 1 | 1 | -1 | 2 | 2 | 1 | 1 | 1 | 1 | -1 | -1 | -2 | 1 | -2 | -2 | -2 | -2 | -2 | -2 | -2 | -2 | -2 | -2 | -2 | -2 | -2 | -2 | -2 | -2 | -1 | -2 | -1 | -2 | -2 | -1 | -2 | -1 | 1 | 1 | 0 | 0 | 0 | -2 | -2 | -2 | 0 | 0 | 1 | 1 | 1 | 1 | -2 | 1 | -2 | -2 | 1 | 1 | 1 | 1 | 2 | 2 | 1 | 1 | 1 | 1 | 1 | -2 | 1 | 1 | 1 | 1 | 1 | -2 | 1 | -2 | -2 | -2 | 0 | -1 | 1 | 1 | 1 | -2 | -2 |  | 1
Zerova | AXLU191001/ AX80 | AX80 | EPRI | AC | 19.1 | 2025-07-21 | 2024-07-01 | Network Capable | NA | Single Port | Single Port, Standalone network capability | 2 | -2 | -2 | 1 | 1 | 1 | -2 | -2 | -2 | -2 | -2 | -2 | 1 | -2 | -2 | 2 | 0 | 2 | -1 | -1 | 1 | 1 | -2 | 1 | 1 | 1 | 1 | 1 | 1 | 1 | 1 | 1 | 1 | -1 | -1 | -1 | 1 | 1 | 1 | 1 | -1 | -1 | -2 | 1 | -2 | -2 | -2 | -2 | -2 | -2 | -2 | -2 | -2 | -2 | -2 | -2 | -2 | -2 | -2 | -2 | -1 | -2 | -1 | -2 | -2 | -1 | -2 | -1 | 1 | 1 | 0 | 0 | 0 | -2 | -2 | -2 | 0 | 0 | 1 | 1 | 1 | 1 | -2 | 1 | -2 | -2 | 1 | 1 | 1 | 1 | 2 | 2 | 1 | 1 | 1 | 1 | 1 | -2 | 1 | 1 | 1 | 1 | 1 | -2 | 1 | -2 | -2 | -2 | 0 | -1 | 1 | 1 | 1 | -2 | -2 |  | 1
Zerova | DD3.0/3.5 Dispenser: DDWU362/DDWA362 | DO/DD Series: DD3.0/3.5 Dispenser | EPRI | DC | 360 | 2025-08-06 | 2024-07-01 | Network Capable | NA |  |  | -2 | 2 | -2 | -2 | -2 | -2 | 1 | 1 | 0 | 0 | -2 | -2 | -2 | 1 | -2 | 2 | -2 | 2 | -1 | 2 | 1 | -2 | 1 | 1 | 1 | 1 | 1 | 0 | 0 | 0 | 0 | 1 | 1 | -1 | -1 | -1 | 1 | 1 | 1 | 1 | -1 | -1 | -2 | 1 | -2 | -2 | -2 | -2 | -2 | -2 | -2 | -2 | -2 | -2 | -2 | -2 | -2 | -2 | -2 | -2 | -2 | -1 | -1 | -2 | -2 | -1 | -2 | -1 | 1 | 1 | 0 | 0 | 0 | -2 | -2 | -2 | 0 | 0 | -2 | 1 | 1 | -2 | 1 | -2 | 1 | -1 | 1 | 1 | 1 | 1 | 2 | -2 | 1 | 1 | 1 | 1 | 1 | -2 | 1 | 1 | 1 | 1 | 1 | -2 | 1 | -2 | -2 | -2 | 0 | -2 | -2 | 1 | 1 | -2 | -2 |  | -2
Zerova | DO360: DOWU362/DOWA362 | DO/DD Series: DO360 | EPRI | DC | 360 | 2025-08-06 | 2024-07-01 | Network Capable | NA |  | Power Cabinet. 1x CCS1 connector or 1x CHAdeMO connector. Vetted dispensers are DDWU362T0TE2PN- RW DDWU362T0TE2N7-RW, DDWU362V00E2N7-RW DDWU362U0UE2PN-RW, DDWU362U0UE2N7-RW, DDWU362K0TE2PN-RW, DDWU362K0TE2N7-RW, DDWU362K0UE2PN-RW, DDWU362K0UE2N7-RW, DDWU362G00E2PN-RW, DDWU362G00E2N7-RW, DDWU362K00E2PN-RW, DDWU362K00E2N7-RW, DDWU362U00E2PN-RW, DDWU362U00E2N7-RW, DDWU362T00E2PN-RW, DDWU362T00E2N7-RW, DDWU362V0UE2PN-RW, DDWU362V0UE2N7-RW, DDWU362V0KE2PN-RW, DDWU362V0KE2N7-RW, DDWU362V0TE2PN-RW, DDWU362V0TE2N7-RW, DDWU362V00E2PN-RW. | -2 | 2 | -2 | -2 | -2 | -2 | 1 | 1 | 0 | 0 | -2 | -2 | -2 | 1 | -2 | 2 | -2 | 2 | -1 | -1 | 1 | -2 | 1 | 1 | 1 | 1 | 1 | 0 | 0 | 0 | 0 | 1 | 1 | -1 | -1 | -1 | 1 | 1 | 1 | 1 | -1 | -1 | -2 | 1 | -2 | -2 | -2 | -2 | -2 | -2 | -2 | -2 | -2 | -2 | -2 | -2 | -2 | -2 | -2 | -2 | -2 | -1 | -1 | -2 | -2 | -1 | -2 | -1 | 1 | 1 | 0 | 0 | 0 | -2 | -2 | -2 | 0 | 0 | -2 | 1 | 1 | -2 | 1 | -2 | 1 | -1 | 1 | 1 | 1 | 1 | 2 | -2 | 1 | 1 | 1 | 1 | 1 | -2 | 1 | 1 | 1 | 1 | 1 | -2 | 1 | -2 | -2 | -2 | 0 | -2 | -2 | 1 | 1 | -2 | -2 |  | -2
Zerova | DQ480: DQWU482/DQWA482 | DQ Series: DQ480 | EPRI | DC | 480 | 2025-08-06 | 2024-10-30 | Network Capable |  | 2 or 4 ports. | Configurable to four or two cables | -2 | 2 | -2 | -2 | -2 | -2 | 1 | 1 | 1 | -1 | -2 | -2 | -2 | 1 | -2 | 2 | -2 | -1 | -1 | 2 | 1 | -2 | 1 | 1 | 1 | 1 | 1 | 1 | 1 | 1 | 1 | 1 | 1 | -1 | -1 | -1 | 1 | 1 | 1 | 1 | -1 | -1 | -1 | 1 | -2 | -2 | -2 | -2 | -2 | -2 | -2 | -2 | -2 | -2 | -2 | -2 | -2 | -2 | -2 | -2 | -2 | 1 | -2 | -2 | -2 | 1 | -2 | -2 | -2 | 1 | 1 | 1 | 1 | -2 | -2 | -2 | -1 | -2 | -2 | 1 | 1 | -2 | 1 | -2 | 1 | 1 | 1 | 1 | 1 | 1 | 2 | -2 | 1 | 1 | 1 | 1 | 1 | 1 | 1 | 1 | 1 | 1 | 1 | -2 | 1 | -2 | -2 | -2 | 1 | -2 | -2 | 1 | 1 | -2 | -2 |  | -2
Zerova | DQWA242 | DQ240 | EPRI | DC | 240 | 2024-10-30 | 2024-10-30 | Network Capable |  | 2 or 4 ports. | Configurable to four or two cables | -2 | 2 | -2 | -2 | -2 | -2 | 1 | 1 | 1 | -1 | -2 | -2 | -2 | 1 | -2 | 2 | -2 | 2 | -1 | -1 | 1 | -2 | 1 | 1 | 1 | 1 | 1 | 1 | 1 | 1 | 1 | 1 | 1 | -1 | -1 | -1 | 1 | 1 | 1 | 1 | -1 | -1 | -1 | 1 | -2 | -2 | -2 | -2 | -2 | -2 | -2 | -2 | -2 | -2 | -2 | -2 | -2 | -2 | -2 | -2 | -2 | 1 | -2 | -2 | -2 | 1 | -2 | -2 | -2 | 1 | -1 | -1 | 1 | -2 | -2 | -2 | -1 | -2 | -2 | 1 | 1 | -2 | 1 | -2 | 1 | 1 | 1 | 1 | 1 | 1 | 2 | -2 | 1 | 1 | 1 | 1 | 1 | -1 | 1 | 1 | 1 | 1 | 1 | -2 | 1 | -2 | -2 | -2 | 1 | -2 | -2 | 1 | 1 | -2 | -2 |  | -2
Zerova | DQWA360 | DQ360 | EPRI | DC | 360 | 2024-10-30 | 2024-10-30 | Network Capable |  | 2 or 4 ports. | Configurable to four or two cables | -2 | 2 | -2 | -2 | -2 | -2 | 1 | 1 | 1 | -1 | -2 | -2 | -2 | 1 | -2 | 2 | -2 | -1 | -1 | -1 | 1 | -2 | 1 | 1 | 1 | 1 | 1 | 1 | 1 | 1 | 1 | 1 | 1 | -1 | -1 | -1 | 1 | 1 | 1 | 1 | -1 | -1 | -1 | 1 | -2 | -2 | -2 | -2 | -2 | -2 | -2 | -2 | -2 | -2 | -2 | -2 | -2 | -2 | -2 | -2 | -2 | 1 | -2 | -2 | -2 | 1 | -2 | -2 | -2 | 1 | -1 | -1 | 1 | -2 | -2 | -2 | -1 | -2 | -2 | 1 | 1 | -2 | 1 | -2 | 1 | 1 | 1 | 1 | 1 | 1 | 2 | -2 | 1 | 1 | 1 | 1 | 1 | -1 | 1 | 1 | 1 | 1 | 1 | -2 | 1 | -2 | -2 | -2 | 1 | -2 | -2 | 1 | 1 | -2 | -2 |  | 1
Zerova | DS120: DSWU122/DSWA122 | DS Series: DS120 | EPRI | DC | 120 | 2025-08-06 | 2022-12-01 | Network Capable | NA | 1x CCS1 connector 1x CHAdeMO connector | 1x CCS1 connector 1x CHAdeMO connector | -2 | 2 | -2 | -2 | -2 | -2 | 1 | 1 | 0 | 0 | -2 | -2 | -2 | 1 | -2 | 2 | -2 | 2 | -1 | -1 | 1 | -2 | 1 | 1 | 1 | 1 | 1 | 0 | 0 | 0 | 0 | 1 | 1 | -1 | -1 | -1 | 1 | 1 | 1 | 1 | -1 | -1 | -2 | 1 | -2 | -2 | -2 | -2 | -2 | -2 | -2 | -2 | -2 | -2 | -2 | -2 | -2 | -2 | -2 | -2 | -2 | -1 | -1 | -2 | -2 | -1 | -2 | -1 | 1 | 1 | 0 | 0 | 0 | -2 | -2 | -2 | 0 | 0 | -2 | 1 | 1 | -2 | 1 | -2 | 1 | 1 | 1 | 1 | 1 | 1 | 2 | -2 | 1 | 1 | 1 | 1 | 1 | -2 | 1 | 1 | 1 | 1 | 1 | -2 | 1 | -2 | -2 | -2 | 0 | -2 | -2 | 1 | 1 | -2 | -2 |  | 1
Zerova | DS150: DSWU152/DSWA152 | DS Series: DS150 | EPRI | DC | 150 | 2025-09-15 | 2025-09-15 | Network Capable | NA | 1x CCS1 connector 1x CHAdeMO connector | 1x CCS1 connector 1x CHAdeMO connector | -2 | 2 | -2 | -2 | -2 | -2 | 1 | 1 | 0 | 0 | -2 | -2 | -2 | 1 | -2 | 2 | -2 | 2 | -1 | -1 | 1 | -2 | 1 | 1 | 1 | 1 | 1 | 0 | 0 | 0 | 0 | 1 | 1 | -1 | -1 | -1 | 1 | 1 | 1 | 1 | -1 | -1 | -2 | 1 | -2 | -2 | -2 | -2 | -2 | -2 | -2 | -2 | -2 | -2 | -2 | -2 | -2 | -2 | -2 | -2 | -2 | -1 | -1 | -2 | -2 | -1 | -2 | -1 | 1 | 1 | 0 | 0 | 0 | -2 | -2 | -2 | 0 | 0 | -2 | 1 | 1 | -2 | 1 | -2 | 1 | 1 | 1 | 1 | 1 | 1 | 2 | -2 | 1 | 1 | 1 | 1 | 1 | -2 | 1 | 1 | 1 | 1 | 1 | -2 | 1 | -2 | -2 | -2 | 0 | -2 | -2 | 1 | 1 | -2 | -2 |  | 1
Zerova | DS180: DSWU182/DSWA182 | DS Series: DS180 | EPRI/PGE | DC | 180 | 2025-08-06 | 2022-10-24 | Network Capable | NA | 1x CCS1 connector 1x CHAdeMO connector | 1x CCS1 connector 1x CHAdeMO connector; OCA Full and Security certificates under software version V1.00 | -2 | 2 | -2 | -2 | -2 | -2 | 1 | 1 | 0 | 0 | -2 | -2 | -2 | 1 | -2 | 2 | -2 | -1 | -1 | -1 | 1 | -2 | 1 | 1 | 1 | 1 | 1 | 0 | 0 | 0 | 0 | 1 | 1 | -1 | 2 | 2 | 1 | 1 | 1 | 1 | -1 | -1 | -2 | 1 | -2 | -2 | -2 | -2 | -2 | -2 | -2 | -2 | -2 | -2 | -2 | -2 | -2 | -2 | -2 | -2 | -2 | -1 | -1 | -2 | -2 | -1 | -2 | -1 | 1 | 1 | 0 | 0 | 0 | -2 | -2 | -2 | 0 | 0 | -2 | 1 | 1 | -2 | 1 | -2 | 1 | 1 | 1 | 1 | 1 | 1 | 2 | -2 | 1 | 1 | 1 | 1 | 1 | -2 | 1 | 1 | 1 | 1 | 1 | -2 | 1 | -2 | -2 | -2 | 0 | -2 | -2 | 1 | 1 | -2 | -2 |  | 1
Zerova | DS60: DSWU601/DSWA601/SF##601 | DS Series: DS60/SF60 | EPRI | DC | 60 | 2025-08-06 | 2022-12-01 | Network Capable | NA | 1x CCS1 connector 1x CHAdeMO connector | 1x CCS1 connector 1x CHAdeMO connector | -2 | 2 | -2 | -2 | -2 | -2 | 1 | 1 | 0 | 0 | -2 | -2 | -2 | 1 | -2 | 2 | -2 | 2 | -1 | 2 | 1 | -2 | 1 | 1 | 1 | 1 | 1 | 0 | 0 | 0 | 0 | 1 | 1 | -1 | -1 | -1 | 1 | 1 | 1 | 1 | -1 | -1 | -2 | 1 | -2 | -2 | -2 | -2 | -2 | -2 | -2 | -2 | -2 | -2 | -2 | -2 | -2 | -2 | -2 | -2 | -2 | -1 | -1 | -2 | -2 | -1 | -2 | -1 | 1 | 1 | 0 | 0 | 0 | -2 | -2 | -2 | 0 | 0 | -2 | 1 | 1 | -2 | 1 | -2 | 1 | 1 | 1 | 1 | 1 | 1 | 2 | -2 | 1 | 1 | 1 | 1 | 1 | -2 | 1 | 1 | 1 | 1 | 1 | -2 | 1 | -2 | -2 | -2 | 0 | -2 | -2 | 1 | 1 | -2 | -2 |  | 1
Zerova | DS90: DSWU901/DSWA901 | DS Series: DS90 | EPRI | DC | 90 | 2025-08-06 | 2024-07-01 | Network Capable | NA | 1x CCS1 connector 1x CHAdeMO connector | 1x CCS1 connector 1x CHAdeMO connector | -2 | 2 | -2 | -2 | -2 | -2 | 1 | 1 | -1 | -1 | -2 | -2 | -2 | 1 | -2 | 2 | -2 | 2 | -1 | -1 | 1 | -2 | 1 | 1 | 1 | 1 | 1 | 0 | 0 | 0 | 0 | 1 | 1 | -1 | -1 | -1 | 1 | 1 | 1 | 1 | -1 | -1 | -2 | 1 | -2 | -2 | -2 | -2 | -2 | -2 | -2 | -2 | -2 | -2 | -2 | -2 | -2 | -2 | -2 | -2 | -2 | -1 | -1 | -2 | -2 | -1 | -2 | -1 | 1 | 1 | 0 | 0 | 0 | -2 | -2 | -2 | 0 | 0 | -2 | 1 | 1 | -2 | 1 | -2 | 1 | 1 | 1 | 1 | 1 | 1 | 2 | -2 | 1 | 1 | 1 | 1 | 1 | -2 | 1 | 1 | 1 | 1 | 1 | -2 | 1 | -2 | -2 | -2 | 0 | -2 | -2 | 1 | 1 | -2 | -2 |  | -2
Zerova | DT240: DTWA240 | DT Series: DT240 | EPRI | DC | 240 | 2025-08-06 | 2024-10-30 | Network Capable |  | 2 or 4 ports. | Configurable to four or two cables | -2 | 2 | -2 | -2 | -2 | -2 | 1 | 1 | 1 | -1 | -2 | -2 | -2 | 1 | -2 | 2 | -2 | -1 | -1 | -1 | 1 | -2 | 1 | 1 | 1 | 1 | 1 | 1 | 1 | 1 | 1 | 1 | 1 | -1 | -1 | -1 | 1 | 1 | 1 | 1 | -1 | -1 | -1 | 1 | -2 | -2 | -2 | -2 | -2 | -2 | -2 | -2 | -2 | -2 | -2 | -2 | -2 | -2 | -2 | -2 | -2 | 1 | -2 | -2 | -2 | 1 | -2 | -2 | -2 | 1 | -1 | -1 | 1 | -2 | -2 | -2 | -1 | -2 | -2 | 1 | 1 | -2 | 1 | -2 | 1 | 1 | 1 | 1 | 1 | 1 | 2 | -2 | 1 | 1 | 1 | 1 | 1 | -1 | 1 | 1 | 1 | 1 | 1 | -2 | 1 | -2 | -2 | -2 | 1 | -2 | -2 | 1 | 1 | -2 | -2 |  | -2
Zerova | DW30: DWWU301/DWWA301 | DW Series: DW30 | EPRI/PGE | DC | 30 | 2025-08-06 | 2022-10-24 | Network Capable | NA | 1x CCS1 connector 1x CHAdeMO connector | 1x CCS1 connector 1x CHAdeMO connector | -2 | 2 | -2 | -2 | -2 | -2 | 1 | 1 | 0 | 0 | -2 | -2 | -2 | 1 | -2 | 2 | -2 | 2 | -1 | -1 | 1 | -2 | 1 | 1 | 1 | 1 | 1 | 0 | 0 | 0 | 0 | 1 | 1 | -1 | -1 | -1 | 1 | 1 | 1 | 1 | -1 | -1 | -2 | 1 | -2 | -2 | -2 | -2 | -2 | -2 | -2 | -2 | -2 | -2 | -2 | -2 | -2 | -2 | -2 | -2 | -2 | -1 | -1 | -2 | -2 | -1 | -2 | -1 | -1 | 1 | 0 | 0 | 0 | -2 | -2 | -2 | 0 | 0 | -2 | 1 | 1 | -2 | 1 | -2 | 1 | 1 | 1 | 1 | 1 | 1 | 2 | -2 | 1 | 1 | 1 | 1 | 1 | -2 | 1 | 1 | 1 | 1 | 1 | -2 | 1 | -2 | -2 | -2 | 0 | -2 | -2 | 1 | 1 | -2 | -2 |  | -2
Zerova | DZ480: DZWU482/DEZWA482 | DZ Series: DZ480 | EPRI | DC | 480 | 2025-08-06 | 2024-10-30 | Network Capable |  | 2, 4, or 6 ports. | Configurable to two, four, or six cables | -2 | 2 | -2 | -2 | -2 | -2 | 1 | 1 | 1 | -1 | -2 | -2 | -2 | 1 | -2 | 2 | -2 | -1 | -1 | -1 | 1 | -2 | 1 | 1 | 1 | 1 | 1 | 1 | 1 | 1 | 1 | 1 | 1 | -1 | -1 | -1 | 1 | 1 | 1 | 1 | -1 | -1 | -1 | 1 | -2 | -2 | -2 | -2 | -2 | -2 | -2 | -2 | -2 | -2 | -2 | -2 | -2 | -2 | -2 | -2 | -2 | 1 | -2 | -2 | -2 | 1 | -2 | -2 | -2 | 1 | -1 | -1 | 1 | -2 | -2 | -2 | -1 | -2 | -2 | 1 | 1 | -2 | 1 | -2 | 1 | 1 | 1 | 1 | 1 | 1 | 2 | -2 | 1 | 1 | 1 | 1 | 1 | -1 | 1 | 1 | 1 | 1 | 1 | -2 | 1 | -2 | -2 | -2 | 1 | -2 | -2 | 1 | 1 | -2 | -2 |  | -2
Zevtron |  |  | Eversource CT | NETWORK | NA | 2025-12-08 | 2025-12-08 | Network Software | Zevtron |  |  | -2 | -2 | -2 | -2 | -2 | -2 | -2 | -2 | -2 | -2 | -2 | -2 | -2 | -2 | -2 | -2 | -2 | -2 | -2 | -2 | -2 | -2 | -2 | -2 | -2 | -2 | -2 | -2 | -2 | -2 | -2 | -2 | -2 | -2 | -2 | -2 | -2 | -2 | -2 | -2 | -2 | -2 | -2 | -2 | 0 | 0 | 0 | 0 | 0 | 0 | 0 | 0 | 0 | 0 | 0 | 0 | 0 | 0 | 0 | 0 | -2 | -2 | 0 | 0 | 0 | 0 | 0 | 0 | -2 | 0 | -2 | 0 | 0 | 0 | 0 | 0 | 0 | 0 | -2 | -2 | -2 | -2 | -2 | -2 | -2 | -2 | 0 | 0 | 0 | 0 | -2 | -2 | 0 | -2 | -2 | 0 | 0 | 0 | -2 | 0 | 0 | 0 | 0 | 0 | 0 | 0 | 0 | 0 | 0 | -2 | -2 | -2 | -2 | 0 | 0 |  | 1
Note on C10: Allan Zhao: EPRI has verified this product's listing or certificate.
Note on C11: Allan Zhao: Compliance with this criteria has been attested to by vendor. EPRI has not independently verified this claim.
Note on B150: Allan Zhao: Formerly Rhombus
Note on B151: Allan Zhao: Formerly Rhombus
Note on B152: Allan Zhao: Formerly Rhombus
Note on B153: Allan Zhao: Formerly Rhombus
Note on CA219: Allan Zhao: Specifc to sub-models with sku suffix -CHIP
Note on CO219: Allan Zhao: Specific to sub-models with sku suffix -FHWA
Note on CP219: Allan Zhao: Specific to sub-models with sku suffix -FHWA
Note on CA231: Allan Zhao: Specifc to sub-models with sku suffix -CHIP
Note on CO231: Allan Zhao: Specific to sub-models with sku suffix -FHWA
Note on CP231: Allan Zhao: Specific to sub-models with sku suffix -FHWA
Note on CA355: Allan Zhao: Specifc to sub-models with sku suffix -CHIP
Note on CO355: Allan Zhao: Specific to sub-models with sku suffix -FHWA
Note on CP355: Allan Zhao: Specific to sub-models with sku suffix -FHWA
Note on CA370: Allan Zhao: Specifc to sub-models with sku suffix -CHIP
Note on CO370: Allan Zhao: Specific to sub-models with sku suffix -FHWA
Note on CP370: Allan Zhao: Specific to sub-models with sku suffix -FHWA
Note on B437: Allan Zhao: Formerly ClipperCreek
Note on B438: Allan Zhao: Formerly ClipperCreek
Note on B439: Allan Zhao: Formerly ClipperCreek
Note on B440: Allan Zhao: Formerly ClipperCreek
Note on B441: Allan Zhao: Formerly ClipperCreek
Note on B442: Allan Zhao: Formerly ClipperCreek

## DRAFT - PG&E RCS (hidden)
Pacific Gas & Electric ¦ Residential Charging Solutions
Updated February 6, 2026
These EVSE meet the program requirements established by Pacific Gas & Electric for their Residential Charging Solutions Rebate program.
L2 EVSE (Non-Networked) | [5 empty] | Load Splitters and Other Devices |  |  |  | Networked Single Family Residential/Dedicated Fleet | [7 empty] | Dedicated Multifamily | [7 empty] | Shared/Public (L2 + DCFC)
Brand | Model Number | Model Name | Type | Max Power (kW) | Notes | Brand | Model Name | Model Number | Notes | Brand | Model Number | Model Name | Type | Max Power (kW) | OCPP 2.0.1 Core | OCPP 2.0.1 Advanced | Notes | Brand | Model Number | Model Name | Type | Max Power (kW) | OCPP 2.0.1 Core | OCPP 2.0.1 Advanced | Notes | Brand | Model Number | Model Name | Type | Max Power (kW) | OCPP 2.0.1 Core | OCPP 2.0.1 Advanced | Notes
ChargeSmart EV | CSEV-AC-#P | 0 | AC | 19.2 | Single Port or Dual Port. No credit card reader | NeoCharge | NEMA 14-50 Smart Splitter | NCSS-1450 | UL listed Smart Splitter with a NEMA 14-50 Input and 2x NEMA 14-50 outputs. This variation of the Smart Splitter is commonly used with 2 Level 2 EV Chargers. (9.6kw, 40A) | ATG Electronics | ATG-C01-40A | Commercial EV Charger | AC | 9.6 | -1 | -1 | Single port | ChargePoint | CP6####-50A-##-40 | 6000 Series | AC | 9.6 | -1 | -1 | CP6000 family, NA, AC Station, 1 or 2 x Type 1 Cable, 50A or 80A, 1-Phase, 18' or 23' Cable, 6' or 8' Cable Management Kit, Pedestal or Wall Mount, 8" Touch Display, Contactless Credit Card and RFID Reader, Cellular/Wi-Fi, UL, Power Share Jumper, 1YR Parts Warranty, Optional credit card reader | ABB | Terra 184 ### | Terra 184 ### | DC | 180 | 2 | 2 | Available with 1 or 2 CCS1, CCS2 or CHAdeMO connectors
ChargeTronix | CTC-CAC80 | FLUX AC | AC | 19.2 | Single or double port. | NeoCharge | NEMA 14-30 Smart Splitter | NCSS-1430 | UL listed Smart Splitter with a NEMA 14-30 Input and 2x NEMA 14-30 outputs. This variation of the Smart Splitter is commonly used with a 240V appliance (dryer, water heater) and Level 2 EV Charger. (5.7kw, 24A) | ATG Electronics | ATG-C01-48A | Commercial EV Charger | AC | 11.5 | -1 | -1 | Single port | ChargePoint | CP6####-50A-L## | 6000 Series | AC | 12 | -1 | -1 | CP6000 family, NA, AC Station, 1 or 2 x Type 1 Cable, 50A or 80A, 1-Phase, 18' or 23' Cable, 6' or 8' Cable Management Kit, Pedestal or Wall Mount, 8" Touch Display, Contactless Credit Card and RFID Reader, Cellular/Wi-Fi, UL, Power Share Jumper, 1YR Parts Warranty, Optional credit card reader | Alpitronic | HYC400-1 | Hypercharger | DC | 100 | 2 | 2 | 1-4 Ports
ChargeTronix | CTX-C32-240-1 | FLUX AC 32A | AC | 7.6 | Single port. | NeoCharge | NEMA 10-30 Smart Splitter | NCSS-1030 | UL listed Smart Splitter with a NEMA 10-30 Input and 2x NEMA 10-30 outputs. This variation of the Smart Splitter is commonly used with a 240V appliance (dryer, water heater) and Level 2 EV Charger. (5.7kw, 24A) | Blink | 780 (40A) | Series 7 ISO (Enhanced) | AC | 9.6 | -1 | -1 | Dual Port, Standalone network capability | ChargePoint | CP6####-80A-L## | 6000 Series | AC | 19.2 | -1 | -1 | CP6000 family, NA, AC Station, 1 or 2 x Type 1 Cable, 50A or 80A, 1-Phase, 18' or 23' Cable, 6' or 8' Cable Management Kit, Pedestal or Wall Mount, 8" Touch Display, Contactless Credit Card and RFID Reader, Cellular/Wi-Fi, UL, Power Share Jumper, 1YR Parts Warranty, Optional credit card reader | Alpitronic | HYC400-2 | Hypercharger | DC | 200 | 2 | 2 | 1-4 Ports
ChargeTronix | CTX-C40-240-1 | FLUX AC 40A | AC | 9.6 | Single port | NeoCharge | NEMA 6-50 Smart Splitter | NCSS-650 | UL listed Smart Splitter with a NEMA 6-50 Input and 2x NEMA 6-50 outputs. This variation of the Smart Splitter is commonly used with 2 Level 2 EV Chargers. (9.6kw, 40A) | Blink | 780 (48A) | Series 7 ISO (Enhanced) | AC | 11.52 | -1 | -1 | Dual Port, Standalone network capability | ChargeSmart EV | CSEV-AC-#P | 0 | AC | 19.2 | -1 | -1 | Single Port or Dual Port. No credit card reader | Alpitronic | HYC400-3 | Hypercharger | DC | 300 | 2 | 2 | 1-4 Ports
ChargeTronix | CTX-C40-240-2 | FLUX AC Dual 40A | AC | 19.2 | Dual port. | NeoCharge | NEMA 10-50 Smart Splitter | NCSS-1050 | UL listed Smart Splitter with a NEMA 10-50 Input and 2x NEMA 10-50 outputs. This variation of the Smart Splitter is commonly used with a Stove and Level 2 EV Charger. (9.6kw, 40A) | Blink | 780 Series | Series 7 ISO Plus | AC | 19.2 | -1 | -1 | Dual Port, Standalone network capability | LITE-ON | EX-1193-E | SC2 Plus 80A | AC | 19.2 | -1 | -1 | Single port. | Alpitronic | HYC400-4 | Hypercharger | DC | 400 | 2 | 2 | 1-4 Ports
ChargeTronix | CTX-C48-240-1 | FLUX AC 48A | AC | 11.5 | Single port. | RVE | Charging Station | DCC-12 | EV Energy Management System (EVEMS) for single family home. No breaker required. Agnostic to the type of Level 2 car charger and compatible to all chargers (Tesla, non-tesla, mobile chargers, NEMA plug). No recurring fee. | Blink | 880 (40A) | Series 8 ISO (Enhanced) | AC | 9.6 | -1 | -1 | Single or dual Port, Standalone network capability | LITE-ON | EX-1193-H | IC2 80A POS | AC | 19.2 | -1 | -1 | Single port. | BTC Power | L3A-180-480-### | Gen4 180kW AIO | DC | 180 | 2 | 2 | BTC Power Hardware is network/backend agnostic, but also provide our own basic network option if needed
ChargeTronix | CTX-C80-240-1 | FLUX AC Single 80A | AC | 19.2 | Single port. | RVE | Charging Station | DCC-10 | EV Energy Management System (EVEMS) for single family home. Available with 30A/40A/50A/60A breaker. Agnostic to the type of Level 2 car charger and compatible to all chargers (Tesla, non-tesla, mobile chargers, NEMA plug). No recurring fee. | Blink | 880 (48A) | Series 8 ISO (Enhanced) | AC | 11.52 | -1 | -1 | Dual Port, Standalone network capability | LITE-ON | EX-1193-K | SC2 Plus 80A POS | AC | 19.2 | -1 | -1 | Single port. | CHAEVI | CV-3FD120P-IUL3 | SONIC (120kW) (3 Phase, 3 Wire) | DC | 120 | 2 | 2 | Dual port. Stand-Alone Equipment 120,150,180kW Serial-UL listed. Dynamic Load Balancing Available. NACS Cable Adaptable
ChargeTronix | CTX-C80-240-2 | FLUX AC Dual 80A | AC | 19.2 | Dual port. | RVE | Charging Station | DCC-9 | EV Energy Management System (EVEMS) for multy-family home. Available with 30A/40A/50A/60A breaker. Agnostic to the type of Level 2 car charger and compatible to all chargers (Tesla, non-tesla, mobile chargers, NEMA plug). No recurring fee. | Blink | 880 (80A) | Series 8 ISO Plus | AC | 19.2 | -1 | -1 | Dual Port, Standalone network capability | LITE-ON | EX-1193-M | IC2 80A | AC | 19.2 | -1 | -1 | Single port. | CHAEVI | CV-3FD150P-IUL3 | SONIC (150kW) (3 Phase, 3 Wire) | DC | 150 | 2 | 2 | Dual port. Stand-Alone Equipment 120,150,180kW Serial-UL listed. Dynamic Load Balancing Available. NACS Cable Adaptable
ChargeTronix | CTX-CAC48 | FLUX AC | AC | 11.6 | Single port. | Siemens | Inhab Load Manager | LM1160 | The Inhab™ Load Manager is a modular solution installed with each new load. It works by detecting when the electrical panel reaches the maximum energy consumption limit and temporarily disconnects the load to prevent an overload. Once there’s enough capacity, the Load Manager automatically reconnects power to the load. The Load Manager works with any large two-pole load fed from breaker of up to 60A. | ChargePoint | CP6####-50A-##-40 | 6000 Series | AC | 9.6 | -1 | -1 | CP6000 family, NA, AC Station, 1 or 2 x Type 1 Cable, 50A or 80A, 1-Phase, 18' or 23' Cable, 6' or 8' Cable Management Kit, Pedestal or Wall Mount, 8" Touch Display, Contactless Credit Card and RFID Reader, Cellular/Wi-Fi, UL, Power Share Jumper, 1YR Parts Warranty, Optional credit card reader | LITE-ON | EX-1193-T | SC2 80A | AC | 19.2 | -1 | -1 | Single port. | CHAEVI | CV-3FD180P-IUL3 | SONIC (180kW) (3 Phase, 3 Wire) | DC | 180 | 2 | 2 | Dual port. Stand-Alone Equipment 120,150,180kW Serial-UL listed. Dynamic Load Balancing Available. NACS Cable Adaptable
CyberSwitching | CSE4-4G-BL | CSE4 | AC | 11.5 | Single Port |  |  |  |  | ChargePoint | CP6####-50A-L## | 6000 Series | AC | 12 | -1 | -1 | CP6000 family, NA, AC Station, 1 or 2 x Type 1 Cable, 50A or 80A, 1-Phase, 18' or 23' Cable, 6' or 8' Cable Management Kit, Pedestal or Wall Mount, 8" Touch Display, Contactless Credit Card and RFID Reader, Cellular/Wi-Fi, UL, Power Share Jumper, 1YR Parts Warranty, Optional credit card reader | LITE-ON | W1-UC168-0MF1F0 | SC48A | AC | 11.52 | -1 | -1 | Single port. | CHAEVI | CV-3FD120P-IUL | SONIC (120kW) (3 Phase, 4 Wire) | DC | 120 | 2 | 2 | Dual port. Stand-Alone Equipment 120,150,180kW Serial-UL listed. Dynamic Load Balancing Available. NACS Cable Adaptable
CyberSwitching | CSE1-4G-BL | CSE1 | AC | 11.5 | Single Port |  |  |  |  | ChargePoint | CP6####-80A-L## | 6000 Series | AC | 19.2 | -1 | -1 | CP6000 family, NA, AC Station, 1 or 2 x Type 1 Cable, 50A or 80A, 1-Phase, 18' or 23' Cable, 6' or 8' Cable Management Kit, Pedestal or Wall Mount, 8" Touch Display, Contactless Credit Card and RFID Reader, Cellular/Wi-Fi, UL, Power Share Jumper, 1YR Parts Warranty, Optional credit card reader | LITE-ON | W1-UC168-0MF1F0 | ADV 48A | AC | 11.52 | -1 | -1 | Single port. | CHAEVI | CV-3FD150P-IUL | SONIC (150kW) (3 Phase, 4 Wire) | DC | 150 | 2 | 2 | Dual port. Stand-Alone Equipment 120,150,180kW Serial-UL listed. Dynamic Load Balancing Available. NACS Cable Adaptable
CyberSwitching | CSE1-4G-BL-40 | CSE1 | AC | 7.5 | Single Port |  |  |  |  | ChargePoint | CPF50- L##-****** | CPF50 | AC | 12 | -1 | -1 | CPF50 family, Single or Dual Port, Pedestal or Wall Mount, 50A, Type 1, Cable 18' or 23', Single Phase Charger, Cable Management Kit optional | LITE-ON | W1-UC168-0MF1FR | ADV+ 48A | AC | 11.52 | -1 | -1 | Single port. | CHAEVI | CV-3FD180P-IUL | SONIC (180kW) (3 Phase, 4 Wire) | DC | 180 | 2 | 2 | Dual port. Stand-Alone Equipment 120,150,180kW Serial-UL listed. Dynamic Load Balancing Available. NACS Cable Adaptable
CyberSwitching | CSE1-WIFI-BL | CSE1 | AC | 11.5 | Single Port |  |  |  |  | ChargePoint | CPF50- L##-******-40 | CPF50 | AC | 9.6 | -1 | -1 | CPF50 family, Single or Dual Port, Pedestal or Wall Mount, 50A, Type 1, Cable 18' or 23', Single Phase Charger, Cable Management Kit optional | LITE-ON | W1-UC168-0MJ1EP | ADV+ 48A POS | AC | 11.52 | -1 | -1 | Single port. | CHAEVI | DCV-3FD120-ICN | DUOCONIC (120kW) | DC | 120 | 2 | 2 | Dual port. Stand-Alone Equipment 120,150,180kW Serial-UL listed. Dynamic Load Balancing Available
CyberSwitching | CSE1-WIFI-BL-40 | CSE1 | AC | 7.5 | Single Port |  |  |  |  | ChargeSmart EV | CSEV-AC-#P | 0 | AC | 19.2 | -1 | -1 | Single Port or Dual Port. No credit card reader | LITE-ON | W1-UC168-0MK1ER | IC 48A | AC | 11.52 | -1 | -1 | Single port. | CHAEVI | DCV-3FD150-ICN | DUOCONIC (150kW) | DC | 150 | 2 | 2 | Dual port. Stand-Alone Equipment 120,150,180kW Serial-UL listed. Dynamic Load Balancing Available
ENERGY5 | IC3-32A-H-A | ENERGY5 PowerPump (IC3) | AC | 7.6 | Single port. |  |  |  |  | ChargeTronix | CTC-CAC80 | FLUX AC | AC | 19.2 | -1 | -1 | Single or double port. | LITE-ON | W1-UC168-0ML1EP | IC 48A POS | AC | 11.52 | -1 | -1 | Single port. | CHAEVI | DCV-3FD180-ICN | DUOCONIC (180kW) | DC | 180 | 2 | 2 | Dual port. Stand-Alone Equipment 120,150,180kW Serial-UL listed. Dynamic Load Balancing Available
ENERGY5 | SC3-32A-H | ENERGY5 PowerPump (SC3) | AC | 7.6 | Single port. |  |  |  |  | ChargeTronix | CTX-C32-240-1 | FLUX AC 32A | AC | 7.6 | -1 | -1 | Single port. | Loop Global | EVS-32A-L2-001 | EV-Flex LITE | AC | 7.68 | -1 | -1 | SAE J1772, Standalone network capability | ChargePoint | CP6####-50A-##-40 | 6000 Series | AC | 9.6 | -1 | -1 | CP6000 family, NA, AC Station, 1 or 2 x Type 1 Cable, 50A or 80A, 1-Phase, 18' or 23' Cable, 6' or 8' Cable Management Kit, Pedestal or Wall Mount, 8" Touch Display, Contactless Credit Card and RFID Reader, Cellular/Wi-Fi, UL, Power Share Jumper, 1YR Parts Warranty, Optional credit card reader
Espen | EVC/A48 | EVC/A48 | AC | 11.5 | Single port. |  |  |  |  | ChargeTronix | CTX-C40-240-1 | FLUX AC 40A | AC | 9.6 | -1 | -1 | Single port | Loop Global | EVS-32A-L2-002 | EV-Flex LITE | AC | 7.68 | -1 | -1 | SAE J1772, Standalone network capability | ChargePoint | CP6####-50A-L## | 6000 Series | AC | 12 | -1 | -1 | CP6000 family, NA, AC Station, 1 or 2 x Type 1 Cable, 50A or 80A, 1-Phase, 18' or 23' Cable, 6' or 8' Cable Management Kit, Pedestal or Wall Mount, 8" Touch Display, Contactless Credit Card and RFID Reader, Cellular/Wi-Fi, UL, Power Share Jumper, 1YR Parts Warranty, Optional credit card reader
Espen | EVC/A48X2 | EVC/A48X2 | AC | 11.5 | Dual port. |  |  |  |  | ChargeTronix | CTX-C40-240-2 | FLUX AC Dual 40A | AC | 19.2 | -1 | -1 | Dual port. | Loop Global | EVS-80A-L2-001 | EV-Fleet | AC | 19.2 | -1 | -1 | SAE J1772, Standalone network capability | ChargePoint | CP6####-80A-L## | 6000 Series | AC | 19.2 | -1 | -1 | CP6000 family, NA, AC Station, 1 or 2 x Type 1 Cable, 50A or 80A, 1-Phase, 18' or 23' Cable, 6' or 8' Cable Management Kit, Pedestal or Wall Mount, 8" Touch Display, Contactless Credit Card and RFID Reader, Cellular/Wi-Fi, UL, Power Share Jumper, 1YR Parts Warranty, Optional credit card reader
Espen | EVC/A48S | EVC/A48S | AC | 11.5 | Single port. |  |  |  |  | ChargeTronix | CTX-C48-240-1 | FLUX AC 48A | AC | 11.5 | -1 | -1 | Single port. | Loop Global | EVS-80A-L2-002 | EV-Fleet | AC | 19.2 | -1 | -1 | SAE J1772, Standalone network capability | ChargePoint | CPE250C-625-CCS1-200A-**** | Express 250 | DC | 62.5 | -1 | -1 | ChargePoint Express 250 Station (62.5 kW) - includes Express 250 Station, 2x Power Modules, 1x CCS1 200A cable, 1x CHAdeMO cable or NACS, North America Modem/SIM, cUL and UL listed, requires CPE250-CMT-IMPERIAL in US, CPE250-CMT-METRIC in Canada. CPE250-CMT-IMPERIAL/METRIC not included. FWHA and FTA compliant models available as well as with integrated EMV Chip Reader terminal.
Espen | EVC/A48S-40 | EVC/A48S | AC | 9.6 | Single port. |  |  |  |  | ChargeTronix | CTX-C80-240-1 | FLUX AC Single 80A | AC | 19.2 | -1 | -1 | Single port. | Loop Global | EVS-80A-L2-002-40 | EV-Fleet | AC | 9.6 | -1 | -1 | SAE J1772, Standalone network capability | ChargePoint | CPE280-800-NA | Express 280 DC Fast Charging Station | DC | 160 | -1 | -1 | [Paired Unit] ChargePoint Express 280 Station (80 kW) - includes Express 280 Station, 2x Power Modules, 1 or 2 connectors including CCS1, CHAdeMO, NACS. North America Modem/SIM, cUL and UL listed, FWHA and FTA compliant models available.
Espen | EVC/A48SX2 | EVC/A48SX2 | AC | 11.5 | Dual Port |  |  |  |  | ChargeTronix | CTX-C80-240-2 | FLUX AC Dual 80A | AC | 19.2 | -1 | -1 | Dual port. | Xeal | A10L-25J1-3 | Xeal-32A | AC | 7.7 | -1 | -1 | Single port. | ChargePoint | CPE280-800-NA | Express 280 DC Fast Charging Station | DC | 80 | -1 | -1 | [Single Unit] ChargePoint Express 280 Station (80 kW) - includes Express 280 Station, 2x Power Modules, 1 or 2 connectors including CCS1, CHAdeMO, NACS. North America Modem/SIM, cUL and UL listed, FWHA and FTA compliant models available.
Espen | EVC/A48SX2-40 | EVC/A48SX2 | AC | 9.6 | Dual Port |  |  |  |  | ChargeTronix | CTX-CAC48 | FLUX AC | AC | 11.6 | -1 | -1 | Single port. | [8 empty] | ChargePoint | CPE280-800-NA-CHIP | Express 280 DC Fast Charging Station | DC | 160 | -1 | -1 | [Paired Unit, Credit Card Reader sku] ChargePoint Express 280 Station (80 kW) - includes Express 280 Station, 2x Power Modules, 1 or 2 connectors including CCS1, CHAdeMO, NACS. North America Modem/SIM, cUL and UL listed, FWHA and FTA compliant models available.
Espen | EVC/A80 | EVC/A80 | AC | 19.2 | Single port. |  |  |  |  | ChargeTronix | UP160J-#MP-### | UP160J | AC | 7.2 | -1 | -1 | Dual Port, Must acquire Gateway for network connectivity | [8 empty] | ChargePoint | CPE280-800-NA-CHIP | Express 280 DC Fast Charging Station | DC | 80 | -1 | -1 | [Single Unit, Credit Card Reader sku] ChargePoint Express 280 Station (80 kW) - includes Express 280 Station, 2x Power Modules, 1 or 2 connectors including CCS1, CHAdeMO, NACS. North America Modem/SIM, cUL and UL listed, FWHA and FTA compliant models available.
Espen | EVC/A80S | EVC/A80S | AC | 19.2 | Single port. |  |  |  |  | Chargie | CH-L-48-PRA-1-18 | 0 | AC | 11.52 | -1 | -1 | 0 | [8 empty] | ChargePoint | CPE280-800-NA-FHWA | Express 280 DC Fast Charging Station | DC | 160 | -1 | -1 | [Paired Unit, FHWA sku] ChargePoint Express 280 Station (80 kW) - includes Express 280 Station, 2x Power Modules, 1 or 2 connectors including CCS1, CHAdeMO, NACS. North America Modem/SIM, cUL and UL listed, FWHA and FTA compliant models available.
Espen | EVC/A80S-40 | EVC/A80S | AC | 9.6 | Single port. |  |  |  |  | Chargie | CH-L-48-PRA-1-18-32 | 0 | AC | 7.68 | -1 | -1 | 0 | [8 empty] | ChargePoint | CPE280-800-NA-FHWA | Express 280 DC Fast Charging Station | DC | 80 | -1 | -1 | [Single Unit, FHWA sku] ChargePoint Express 280 Station (80 kW) - includes Express 280 Station, 2x Power Modules, 1 or 2 connectors including CCS1, CHAdeMO, NACS. North America Modem/SIM, cUL and UL listed, FWHA and FTA compliant models available.
EverCharge | EV002-48,E800-1000 | EV02 | AC | 11.52 | Single Port, Standalone network capability |  |  |  |  | Chargie | CH-L-48-PRA-1-18-40 | 0 | AC | 9.6 | -1 | -1 | 0 | [8 empty] | ChargeSmart EV | CSEV-AC-#P | 0 | AC | 19.2 | -1 | -1 | Single Port or Dual Port. No credit card reader
EverCharge | EV002-48,E800-1000-32A | EV02 | AC | 7.68 | Single Port, Standalone network capability |  |  |  |  | Chargie | CH-L-48-PRA-1-25 | 0 | AC | 11.52 | -1 | -1 | 0 | [8 empty] | Espen | EVC/D060/S### | EVC/D060/S### | DC | 60 | -1 | -1 | 1x CCS1 connector 1x CHAdeMO connector
EverCharge | EV002-48,E800-1000-40A | EV02 | AC | 8.3 | Single Port, Standalone network capability |  |  |  |  | Chargie | CH-L-48-PRA-1-25-32 | 0 | AC | 7.68 | -1 | -1 | 0 | [8 empty] | Espen | EVC/D120/S### | EVC/D120/S### | DC | 120 | -1 | -1 | 1x CCS1 connector 1x CHAdeMO connector
EverCharge | EV002-80,E800-1001 | EV02 | AC | 19.2 | Single Port, Standalone network capability |  |  |  |  | Chargie | CH-L-48-PRA-1-25-40 | 0 | AC | 9.6 | -1 | -1 | 0 | [8 empty] | EVSIS | JC-94F2-350-0T5 | DC Charger 350kW | DC | 350 | -1 | -1 | Dual port. CCS / NACS(Optional), OCPP 2.0.1 will be supported
EverCharge | EV002-80,E800-1001-40A | EV02 | AC | 8.3 | Single Port, Standalone network capability |  |  |  |  | Chargie | CH-L-48-PRAC-1-18 | 0 | AC | 11.52 | -1 | -1 | 0 | [8 empty] | EVSIS | JC-94F2-400-0T5 | DC Charger 400kW | DC | 400 | -1 | -1 | Dual port. CCS / NACS(Optional), OCPP 2.0.1 will be supported
EVIQO | J1772 plug in 40A (gen 2.1) | EVIPOWER | AC | 9.6 | 0 |  |  |  |  | Chargie | CH-L-48-PRAC-1-18-32 | 0 | AC | 7.68 | -1 | -1 | 0 | [8 empty] | EVSIS | JC-9932-100-CT | DC Charger 100kW | DC | 100 | -1 | -1 | CCS/CHAdeMO (optional), OCPP 2.0.1 will be supported
EVIQO | J1772 hardwired 48A (gen 2.1) | EVIPOWER | AC | 11.5 | 0 |  |  |  |  | Chargie | CH-L-48-PRAC-1-18-40 | 0 | AC | 9.6 | -1 | -1 | 0 | [8 empty] | EVSIS | JC-9932-180-CT | DC Charger 180kW | DC | 180 | -1 | -1 | Dual port. CCS / NACS(Optional), OCPP 2.0.1 will be supported
EVIQO | Nacs plug in 40A (gen 2.1) | EVIPOWER | AC | 9.6 | 0 |  |  |  |  | Chargie | CH-L-48-PRAC-1-25 | 0 | AC | 11.52 | -1 | -1 | 0 | [8 empty] | EVSIS | JC-9932-240-CT | DC Charger 240kW | DC | 240 | -1 | -1 | Dual port. CCS / NACS(Optional), OCPP 2.0.1 will be supported
EVIQO | Nacs hardwired 48A (gen 2.1) | EVIPOWER | AC | 11.5 | 0 |  |  |  |  | Chargie | CH-L-48-PRAC-1-25-32 | 0 | AC | 7.68 | -1 | -1 | 0 | [8 empty] | EVSIS | JC-9A31-30-CT | DC Charger 30kW | DC | 30 | -1 | -1 | CCS/OCPP 2.0.1 will be supported
EVIQO | AC 40A | UN2-A40T | AC | 9.6 | 0 |  |  |  |  | Chargie | CH-L-48-PRAC-1-25-40 | 0 | AC | 9.6 | -1 | -1 | 0 | [8 empty] | LITE-ON | EX-1193-E | SC2 Plus 80A | AC | 19.2 | -1 | -1 | Single port.
EVIQO | AC 48A | UN2-A48T | AC | 11.5 | 0 |  |  |  |  | Chargie | CH-L-48-PRACT-1-18 | 0 | AC | 11.52 | -1 | -1 | 0 | [8 empty] | LITE-ON | EX-1193-H | IC2 80A POS | AC | 19.2 | -1 | -1 | Single port.
EVIQO | AC 80A | UN2-A80T | AC | 19.2 | 0 |  |  |  |  | Chargie | CH-L-48-PRACT-1-18-32 | 0 | AC | 7.68 | -1 | -1 | 0 | [8 empty] | LITE-ON | EX-1193-K | SC2 Plus 80A POS | AC | 19.2 | -1 | -1 | Single port.
EVIQO | AC 40A | UN2-A40N | AC | 9.6 | 0 |  |  |  |  | Chargie | CH-L-48-PRACT-1-18-40 | 0 | AC | 9.6 | -1 | -1 | 0 | [8 empty] | LITE-ON | EX-1193-M | IC2 80A | AC | 19.2 | -1 | -1 | Single port.
EVIQO | AC 48A | UN2-A48N | AC | 11.5 | 0 |  |  |  |  | Chargie | CH-L-48-PRACT-1-25 | 0 | AC | 11.52 | -1 | -1 | 0 | [8 empty] | LITE-ON | EX-1193-T | SC2 80A | AC | 19.2 | -1 | -1 | Single port.
EVIQO | AC 80A | UN2-A80N | AC | 19.2 | 0 |  |  |  |  | Chargie | CH-L-48-PRACT-1-25-32 | 0 | AC | 7.68 | -1 | -1 | 0 | [8 empty] | LITE-ON | W1-UC168-0MF1F0 | ADV 48A | AC | 11.52 | -1 | -1 | Single port.
EVIQO | AC 40A | UN2Pro-A40T | AC | 9.6 | 0 |  |  |  |  | Chargie | CH-L-48-PRACT-1-25-40 | 0 | AC | 9.6 | -1 | -1 | 0 | [8 empty] | LITE-ON | W1-UC168-0MF1FR | ADV+ 48A | AC | 11.52 | -1 | -1 | Single port.
EVIQO | AC 48A | UN2Pro-A48T | AC | 11.5 | 0 |  |  |  |  | Chargie | CH-L-48-PRAT-1-18 | 0 | AC | 11.52 | -1 | -1 | 0 | [8 empty] | LITE-ON | W1-UC168-0MJ1EP | ADV+ 48A POS | AC | 11.52 | -1 | -1 | Single port.
EVIQO | AC 80A | UN2Pro-A80T | AC | 19.2 | 0 |  |  |  |  | Chargie | CH-L-48-PRAT-1-18-32 | 0 | AC | 7.68 | -1 | -1 | 0 | [8 empty] | LITE-ON | W1-UC168-0MK1ER | IC 48A | AC | 11.52 | -1 | -1 | Single port.
EVIQO | AC 40A | UN2Pro-A40N | AC | 9.6 | 0 |  |  |  |  | Chargie | CH-L-48-PRAT-1-18-40 | 0 | AC | 9.6 | -1 | -1 | 0 | [8 empty] | LITE-ON | W1-UC168-0ML1EP | IC 48A POS | AC | 11.52 | -1 | -1 | Single port.
EVIQO | AC 48A | UN2Pro-A48N | AC | 11.5 | 0 |  |  |  |  | Chargie | CH-L-48-PRAT-1-25 | 0 | AC | 11.52 | -1 | -1 | 0 | [8 empty] | Loop Global | EVS-80A-L2-002 | EV-Fleet | AC | 19.2 | -1 | -1 | SAE J1772, Standalone network capability
EVIQO | AC 80A | UN2Pro-A80N | AC | 19.2 | 0 |  |  |  |  | Chargie | CH-L-48-PRAT-1-25-32 | 0 | AC | 7.68 | -1 | -1 | 0 | [8 empty] | Loop Global | EVS-80A-L2-002-40 | EV-Fleet | AC | 9.6 | -1 | -1 | SAE J1772, Standalone network capability
Ford Motor Company | NL38-10C823-AA | Bidirectional CCS compatible residential Level 2 EVSE; Ford Charge Station Pro | DC V2G | 19.2 | 0 |  |  |  |  | Chargie | CH-L-48-PRAT-1-25-40 | 0 | AC | 9.6 | -1 | -1 | 0 | [8 empty] | Loop Global | EVS-FLASH-300-D01 | Infinity Flash (with screen) | DC | 300 | 2 | -1 | Dual port with screen. Power cabinet required: EVS-FLASH- 360-PC01
Ford Motor Company | LJ98-10C823-AA ML98-10C823-AA | Ford Connected Charge Station | AC | 11 | 0 |  |  |  |  | CyberSwitching | CSE4-4G-BL | CSE4 | AC | 11.5 | -1 | -1 | Single Port | [8 empty] | Loop Global | EVS-FLASH-300-D01-150 | Infinity Flash (with screen)(derated) | DC | 150 | 2 | -1 | 150kW max per port
FractalEV | FR-802E1DRNAK | FR-80 (ISO) | AC | 19.2 | Single port |  |  |  |  | CyberSwitching | CSE1-4G-BL | CSE1 | AC | 11.5 | -1 | -1 | Single Port | [8 empty] | Loop Global | EVS-FLASH-300-D02 | Infinity Flash (without screen) | DC | 300 | -1 | -1 | Dual port without screen. Power cabinet required: EVS-FLASH- 360-PC01
FractalEV | FR-482E1DRNAK | FR-48 (ISO) | AC | 11.5 | Single port |  |  |  |  | CyberSwitching | CSE1-4G-BL-40 | CSE1 | AC | 7.5 | -1 | -1 | Single Port | [8 empty] | Loop Global | EVS-FLASH-300-D02-150 | Infinity Flash (without screen)(derated) | DC | 150 | -1 | -1 | 150kW max per port
Free2Move | E21CA180Dx | 48A Charger | AC | 11 | Single Port, Standalone network capability; OCA Full and Security certificates under software version V1.00 |  |  |  |  | CyberSwitching | CSE1-WIFI-BL | CSE1 | AC | 11.5 | -1 | -1 | Single Port | [8 empty] | Sinexcel | SEC1000/160Y-H-U； SEC1000/160Y-T-U； SEC1000/160Y-HH-U； SEC1000/160Y-TT-U； SEC1000/160Y-HT-U； SEC1000/120Y-H-U； SEC1000/120Y-T-U； SEC1000/120Y-HH-U； SEC1000/120Y-TT-U； SEC1000/120Y-HT-U； SEC1000/60Y-C-U； SEC1000/60Y-S-U； SEC1000/60Y-CC-U； SEC1000/60Y-SS-U； SEC1000/60Y-SC-U； | SEC160 | DC | 160 | -1 | -1 | Output range:200V-1000V efficiency:Up to 96% Full certification User-friendly ADA Multiple payment methods Support for customization PLUG& CHARGE Hardware 15118-Ready Can Output 350A CCS1 boost 500A NACS boost 400A
Free2Move | E21CH012## | 0 | AC | 11 | Single Port, Standalone network capability; OCA Full and Security certificates under software version V1.00 |  |  |  |  | CyberSwitching | CSE1-WIFI-BL-40 | CSE1 | AC | 7.5 | -1 | -1 | Single Port | [8 empty] | Sinexcel | SEC1000/240Y-H-U SEC1000/240Y-HH-U SEC1000/240Y-HJ-U SEC1000/240Y-T-U SEC1000/240Y-HT-U SEC1000/240Y-TJ-U SEC1000/240Y-TT-U | SEC 240 | DC | 240 | -1 | -1 | Output range:200V-1000V efficiency:Up to 96% Full certification User-friendly ADA Multiple payment methods Support for customization PLUG& CHARGE Hardware 15118-Ready Can Output 350A CCS1 boost 500A NACS boost 400A
Free2Move | E21CH019Dx | 80A Charger | AC | 19.1 | Single Port, Standalone network capability |  |  |  |  | DynaChrg | EVJ002 | EVJ002 | AC | 19.2 | 2 | 2 | Single port. 48 amps and 80 amps
Gateway International 360 | GW-EV75/XXX | GW-EV75/XXX | AC | 11.5 | Single port. |  |  |  |  | DynaChrg | EVJ005 | EVJ005 | AC | 11.5 | 2 | 2 | Dual port, each simultaneously 48 amps
Gateway International 360 | GW-EV500/XXX | GW-EV500/XXX | AC | 11.5 | Single port. |  |  |  |  | Eaton | CP6####-50A-##-40-ETN | 6000 Series | AC | 9.6 | -1 | -1 | CP6000 family, NA, AC Station, 1 or 2 x Type 1 Cable, 50A or 80A, 1-Phase, 18' or 23' Cable, 6' or 8' Cable Management Kit, Pedestal or Wall Mount, 8" Touch Display, Contactless Credit Card and RFID Reader, Cellular/Wi-Fi, UL, Power Share Jumper, 1YR Parts Warranty, Optional credit card reader
Gateway International 360 | GW-EV550-C/XXX | GW-EV550-C/XXX | AC | 19.2 | Single port. |  |  |  |  | Eaton | CP6####-50A-L##-ETN | 6000 Series | AC | 12 | -1 | -1 | CP6000 family, NA, AC Station, 1 or 2 x Type 1 Cable, 50A or 80A, 1-Phase, 18' or 23' Cable, 6' or 8' Cable Management Kit, Pedestal or Wall Mount, 8" Touch Display, Contactless Credit Card and RFID Reader, Cellular/Wi-Fi, UL, Power Share Jumper, 1YR Parts Warranty, Optional credit card reader
Gateway International 360 | GW-EV600/XXX | GW-EV600/XXX | AC | 11.5 | Dual Port |  |  |  |  | Eaton | CP6####-80A-L##-ETN | 6000 Series | AC | 19.2 | -1 | -1 | CP6000 family, NA, AC Station, 1 or 2 x Type 1 Cable, 50A or 80A, 1-Phase, 18' or 23' Cable, 6' or 8' Cable Management Kit, Pedestal or Wall Mount, 8" Touch Display, Contactless Credit Card and RFID Reader, Cellular/Wi-Fi, UL, Power Share Jumper, 1YR Parts Warranty, Optional credit card reader
Generac Power Systems | PUP3-U-1-6-C-GC2 | 48A Level 2 Pro | AC | 11.5 | # is a hold for cable length, connector type, power supply version, custom, and color. Payment terminal requirements aren't met by charger independently. We do allow integration with EVSP that have cloud-to-cloud integrations with payment terminals or kiosks. Examples can be provided. |  |  |  |  | Eaton | CPF50- L##-******-40-ETN | CPF50 | AC | 9.6 | -1 | -1 | CPF50 family, Single or Dual Port, Pedestal or Wall Mount, 50A, Type 1, Cable 18' or 23', Single Phase Charger, Cable Management Kit optional
General Motors | EIAQ-U11KSSU7E01 | PowerUp 2 | AC | 11.5 | Level 2 EV Charger, 11.5kW, WiFi-enabled, NACS and J1772 models available. EnergyStar certified, Ul Listed, Adjustable amperage, OTA updates |  |  |  |  | Eaton | CPF50- L##-******-ETN | CPF50 | AC | 12 | -1 | -1 | CPF50 family, Single or Dual Port, Pedestal or Wall Mount, 50A, Type 1, Cable 18' or 23', Single Phase Charger, Cable Management Kit optional
General Motors | EVAW-UA113WTG01 | PowerUp 2 | AC | 11.5 | Level 2 EV Charger, 11.5kW, WiFi-enabled, NACS and J1772 models available. Ul Listed, Adjustable amperage, OTA updates |  |  |  |  | EnergiSpot | ATLEU2-50AAS | Level 2 AC Charger | AC | 12 | 2 | 2 | Single port per unit, when configured as a dual unit on a single pedestal, each charger delivers their perscribed max output rating - never splitting power on a simutaneous charging session.
Integra Energy | IEV-48SEL | IEV-48SEL | AC | 11.5 | Single port. |  |  |  |  | EnergiSpot | ATLEU2-80AAS | Level 2 AC Charger | AC | 19.2 | 2 | 2 | Single port per unit, when configured as a dual unit on a single pedestal, each charger delivers their perscribed max output rating - never splitting power on a simutaneous charging session.
Integra Energy | IEV-48SEL-40 | IEV-48SEL | AC | 9.6 | Single port. |  |  |  |  | EnergiSpot | ATLUE2-32AAS | Level 2 AC Charger | AC | 7.7 | 2 | 2 | Single port per unit, when configured as a dual unit on a single pedestal, each charger delivers their perscribed max output rating - never splitting power on a simutaneous charging session.
Integra Energy | IEV-48SEL-G2 | IEV-48SEL-G2 | AC | 11.5 | Single port. |  |  |  |  | ENERGY5 | IC3-32A-H-A | ENERGY5 PowerPump (IC3) | AC | 7.6 | -1 | -1 | Single port.
Integra Energy | IEV-80SEL | IEV-80SEL | AC | 19.2 | Single port. |  |  |  |  | ENERGY5 | SC3-32A-H | ENERGY5 PowerPump (SC3) | AC | 7.6 | -1 | -1 | Single port.
Integra Energy | IEV-80SEL-40 | IEV-80SEL | AC | 9.6 | Single port. |  |  |  |  | Espen | EVC/A48 | EVC/A48 | AC | 11.5 | -1 | -1 | Single port.
Integra Energy | IEV-80SEL-G2 | IEV-80SEL-G2 | AC | 19.2 | Single port. |  |  |  |  | Espen | EVC/A48X2 | EVC/A48X2 | AC | 11.5 | -1 | -1 | Dual port.
IoTecha | CCS-ACL2 / CCS-C80A | CCS-C80A-xxyyy | AC | 19.2 | Single Port. xx - cable length (15 or 25ft) yyy - LTE option |  |  |  |  | Espen | EVC/A48S | EVC/A48S | AC | 11.5 | -1 | -1 | Single port.
IoTecha | CCS-ACL2-40 / CCS-C40A | CCS-ACL2-40 / CCS-C40A | AC | 8.3 | Single Port. xx - cable length (15 or 25ft) yyy - LTE option |  |  |  |  | Espen | EVC/A48S-40 | EVC/A48S | AC | 9.6 | -1 | -1 | Single port.
IoTecha | CCS-C80C | CCS-C80C-xxyyy | AC | 19.2 | Single Port. xx - cable length (15 or 25ft) yyy - LTE option |  |  |  |  | Espen | EVC/A48SX2 | EVC/A48SX2 | AC | 11.5 | -1 | -1 | Dual Port
It's Electric Inc. | Brooklyn-718 | Brooklyn-718 | AC | 7.68 | Single port. Paired with SWTCH network |  |  |  |  | Espen | EVC/A48SX2-40 | EVC/A48SX2 | AC | 9.6 | -1 | -1 | Dual Port
IXP, LLC | IXP-E48 | IXP-E48 | AC | 11.5 | 0 |  |  |  |  | Espen | EVC/A80 | EVC/A80 | AC | 19.2 | -1 | -1 | Single port.
IXP, LLC | IXP-E80 | IXP-E80 | AC | 19.2 | EV Charger, 80 Amp, Level 2, 4G Module, ISO 15118 compliant, Credit Card Reader, Commercial, Gen 2, Orange |  |  |  |  | Espen | EVC/A80S | EVC/A80S | AC | 19.2 | -1 | -1 | Single port.
LEDVANCE LLC | 75899 | EVC/48A/LVL2/C2/OR | AC | 11.5 | EV Charger, 48 Amp, Level 2, Commercial, Gen 2, Orange |  |  |  |  | Espen | EVC/A80S-40 | EVC/A80S | AC | 9.6 | -1 | -1 | Single port.
LEDVANCE LLC | 75905 | EVC/48A/LVL2/4G/C2/OR | AC | 11.5 | EV Charger, 48Amp, Level 2, 4G Module, Commercial, Gen 2, Orange |  |  |  |  | EVBolt | EVB-AC-PAX19 | Prestige 19 | AC | 19.1 | -1 | -1 | Single Port, Standalone network capability
LEDVANCE LLC | 75900 | EVC/48A/LVL2/ISO/C2/OR | AC | 11.5 | EV Charger, 48 Amp, Level 2, ISO 15118 compliant, Commercial, Gen 2, Orange |  |  |  |  | EverCharge | EV002-48,E800-1000 | EV02 | AC | 11.52 | -1 | -1 | Single Port, Standalone network capability
LEDVANCE LLC | 75906 | EVC/48A/LVL2/4G/ISO/C2/OR | AC | 11.5 | EV Charger, 48 Amp, Level 2, 4G Module, ISO 15118 compliant, Commercial, Gen 2, Orange |  |  |  |  | EverCharge | EV002-48,E800-1000-32A | EV02 | AC | 7.68 | -1 | -1 | Single Port, Standalone network capability
LEDVANCE LLC | 75901 | EVC/48A/LVL2/ISO/CC/C2/OR | AC | 11.5 | EV Charger, 48 Amp, Level 2, ISO 15118 compliant, Credit Card Reader, Commercial, Gen 2, Orange |  |  |  |  | EverCharge | EV002-48,E800-1000-40A | EV02 | AC | 8.3 | -1 | -1 | Single Port, Standalone network capability
LEDVANCE LLC | 75927 | EVC/48A/LVL2/4G/CC/C2/OR | AC | 11.5 | EV Charger, 48 Amp, Level 2, 4G Module, Credit Card Reader, Commercial, Gen 2, Orange |  |  |  |  | EverCharge | EV002-80,E800-1001 | EV02 | AC | 19.2 | -1 | -1 | Single Port, Standalone network capability
LEDVANCE LLC | 75907 | EVC/48A/LVL2/4G/ISO/CC/C2/OR | AC | 11.5 | EV Charger, 48 Amp, Level 2, 4G Module, ISO 15118 compliant, Credit Card Reader, Commercial, Gen 2, Orange |  |  |  |  | EverCharge | EV002-80,E800-1001-40A | EV02 | AC | 8.3 | -1 | -1 | Single Port, Standalone network capability
LEDVANCE LLC | 75902 | EVC/80A/LVL2/C2/OR | AC | 19.2 | EV Charger, 80 Amp, Level 2, Commercial, Gen 2, Orange |  |  |  |  | EVPassport | Rosa Charger | Rosa | AC | 11 | -1 | -1 | Single Port, Standalone network capability
LEDVANCE LLC | 75915 | EVC/80A/LVL2/4G/C2/OR | AC | 19.2 | EV Charger, 80 Amp, Level 2, 4G Module, Commercial, Gen 2, Orange |  |  |  |  | FractalEV | FR-802E1DRNAK | FR-80 (ISO) | AC | 19.2 | -1 | -1 | Single port
LEDVANCE LLC | 74903 | EVC/80A/LVL2/ISO/C2/OR | AC | 19.2 | EV Charger, 80 Amp, Level 2, ISO 15118 compliant, Commercial, Gen 2, Orange |  |  |  |  | FractalEV | FR-482E1DRNAK | FR-48 (ISO) | AC | 11.5 | -1 | -1 | Single port
LEDVANCE LLC | 75925 | EVC/80A/LVL2/4G/ISO/C2/OR | AC | 19.2 | EV Charger, 80 Amp, Level 2, 4G Module, ISO 15118 compliant, Commercial, Gen 2, Orange |  |  |  |  | Free2Move | E21CA180Dx | 48A Charger | AC | 11 | -1 | -1 | Single Port, Standalone network capability; OCA Full and Security certificates under software version V1.00
LEDVANCE LLC | 75904 | EVC/80A/LVL2/ISO/CC/C2/OR | AC | 19.2 | EV Charger, 80 Amp, Level 2, ISO 15118 compliant, Credit Card Reader, Commercial, Gen 2, Orange |  |  |  |  | Free2Move | E21CH012## | 0 | AC | 11 | -1 | -1 | Single Port, Standalone network capability; OCA Full and Security certificates under software version V1.00
LEDVANCE LLC | 75928 | EVC/80A/LVL2/4G/CC/C2/OR | AC | 19.2 | EV Charger, 80 Amp, Level 2, 4G Module, Credit Card Reader, Commercial, Gen 2, Orange |  |  |  |  | Free2Move | E21CH019Dx | 80A Charger | AC | 19.1 | -1 | -1 | Single Port, Standalone network capability
LEDVANCE LLC | 75926 | EVC/80A/LVL2/4G/ISO/CC/C2/OR | AC | 19.2 | EV Charger, 80 Amp, Level 2, 4G Module, ISO 15118 compliant, Credit Card Reader, Commercial, Gen 2, Orange |  |  |  |  | Gateway International 360 | GW-EV75/XXX | GW-EV75/XXX | AC | 11.5 | -1 | -1 | Single port.
LITE-ON | EX-1193-8 | BC2 80A | AC | 19.2 | Single port. |  |  |  |  | Gateway International 360 | GW-EV500/XXX | GW-EV500/XXX | AC | 11.5 | -1 | -1 | Single port.
LITE-ON | EX-1193-E | SC2 Plus 80A | AC | 19.2 | Single port. |  |  |  |  | Gateway International 360 | GW-EV550-C/XXX | GW-EV550-C/XXX | AC | 19.2 | -1 | -1 | Single port.
LITE-ON | EX-1193-H | IC2 80A POS | AC | 19.2 | Single port. |  |  |  |  | Gateway International 360 | GW-EV600/XXX | GW-EV600/XXX | AC | 11.5 | -1 | -1 | Dual Port
LITE-ON | EX-1193-K | SC2 Plus 80A POS | AC | 19.2 | Single port. |  |  |  |  | Generac Power Systems | PUP3-U-1-6-C-GC2 | 48A Level 2 Pro | AC | 11.5 | -1 | -1 | # is a hold for cable length, connector type, power supply version, custom, and color. Payment terminal requirements aren't met by charger independently. We do allow integration with EVSP that have cloud-to-cloud integrations with payment terminals or kiosks. Examples can be provided.
LITE-ON | EX-1193-M | IC2 80A | AC | 19.2 | Single port. |  |  |  |  | InCharge | EX-1193-1 | 0 | AC | 19.2 | -1 | -1 | Single Port NRTL Listed as EX-1193-1
LITE-ON | EX-1193-T | SC2 80A | AC | 19.2 | Single port. |  |  |  |  | Integra Energy | IEV-48SEL | IEV-48SEL | AC | 11.5 | -1 | -1 | Single port.
LITE-ON | W1-UC168-0MF1F0 | SC48A | AC | 11.52 | Single port. |  |  |  |  | Integra Energy | IEV-48SEL-40 | IEV-48SEL | AC | 9.6 | -1 | -1 | Single port.
LITE-ON | W1-UC168-0MF1F0 | ADV 48A | AC | 11.52 | Single port. |  |  |  |  | Integra Energy | IEV-48SEL-G2 | IEV-48SEL-G2 | AC | 11.5 | -1 | -1 | Single port.
LITE-ON | W1-UC168-0MF1FR | ADV+ 48A | AC | 11.52 | Single port. |  |  |  |  | Integra Energy | IEV-80SEL | IEV-80SEL | AC | 19.2 | -1 | -1 | Single port.
LITE-ON | W1-UC168-0MJ1EP | ADV+ 48A POS | AC | 11.52 | Single port. |  |  |  |  | Integra Energy | IEV-80SEL-40 | IEV-80SEL | AC | 9.6 | -1 | -1 | Single port.
LITE-ON | W1-UC168-0MK1ER | IC 48A | AC | 11.52 | Single port. |  |  |  |  | Integra Energy | IEV-80SEL-G2 | IEV-80SEL-G2 | AC | 19.2 | -1 | -1 | Single port.
LITE-ON | W1-UC168-0ML1EP | IC 48A POS | AC | 11.52 | Single port. |  |  |  |  | IoTecha | CCS-ACL2 / CCS-C80A | CCS-C80A-xxyyy | AC | 19.2 | -1 | -1 | Single Port. xx - cable length (15 or 25ft) yyy - LTE option
Lynkwell | LW141-AC50 | LW141-AC50 | AC | 12 | Single Port ; OCPP Full Certificate with software version V1.13.97 |  |  |  |  | IoTecha | CCS-ACL2-40 / CCS-C40A | CCS-ACL2-40 / CCS-C40A | AC | 8.3 | -1 | -1 | Single Port. xx - cable length (15 or 25ft) yyy - LTE option
Lynkwell | LW141-AC80 | LW141-AC80 | AC | 19.2 | Single port. |  |  |  |  | IoTecha | CCS-C80C | CCS-C80C-xxyyy | AC | 19.2 | -1 | -1 | Single Port. xx - cable length (15 or 25ft) yyy - LTE option
Lynkwell | LW141-DC40 | LW141-DC40 | AC | 8.3 | Dual Port. This is the same model as the UF****01. The charger can be derated to 40A and thus be eligible for SCE's Charge Ready Light Duty program. SCE added -40 at the end to differentiate it from the other 80A version. |  |  |  |  | It's Electric Inc. | Brooklyn-718 | Brooklyn-718 | AC | 7.68 | -1 | -1 | Single port. Paired with SWTCH network
Lynkwell | LW202-AC32 | LW202-AC32 | AC | 7.7 | Single port. |  |  |  |  | IXP, LLC | IXP-E48 | IXP-E48 | AC | 11.5 | -1 | -1 | 0
Lynkwell | LW202-AC48 | LW202-AC48 | AC | 11.52 | Single port. |  |  |  |  | IXP, LLC | IXP-E80 | IXP-E80 | AC | 19.2 | -1 | -1 | EV Charger, 80 Amp, Level 2, 4G Module, ISO 15118 compliant, Credit Card Reader, Commercial, Gen 2, Orange
Lynkwell | LW202-AC80 | LW202-AC80 | AC | 19.2 | Single port. |  |  |  |  | LEDVANCE LLC | 75899 | EVC/48A/LVL2/C2/OR | AC | 11.5 | -1 | -1 | EV Charger, 48 Amp, Level 2, Commercial, Gen 2, Orange
PowerCharge | PC-E80-C-03 | P80 GW | AC | 19.2 | Single port. |  |  |  |  | LEDVANCE LLC | 75905 | EVC/48A/LVL2/4G/C2/OR | AC | 11.5 | -1 | -1 | EV Charger, 48Amp, Level 2, 4G Module, Commercial, Gen 2, Orange
PowerCharge | PC-E80-C-04 | P80 NGW | AC | 19.2 | Single port. |  |  |  |  | LEDVANCE LLC | 75900 | EVC/48A/LVL2/ISO/C2/OR | AC | 11.5 | -1 | -1 | EV Charger, 48 Amp, Level 2, ISO 15118 compliant, Commercial, Gen 2, Orange
PowerCharge | PC-E48-C-02 | PC48 GW | AC | 11.52 | Single port. |  |  |  |  | LEDVANCE LLC | 75906 | EVC/48A/LVL2/4G/ISO/C2/OR | AC | 11.5 | -1 | -1 | EV Charger, 48 Amp, Level 2, 4G Module, ISO 15118 compliant, Commercial, Gen 2, Orange
PowerCharge | PC-E48-C-04 | PC48NGW | AC | 11.52 | Single port. |  |  |  |  | LEDVANCE LLC | 75901 | EVC/48A/LVL2/ISO/CC/C2/OR | AC | 11.5 | -1 | -1 | EV Charger, 48 Amp, Level 2, ISO 15118 compliant, Credit Card Reader, Commercial, Gen 2, Orange
QCharge123 | QAC2-BC | Commercial Charger | AC | 19.2 | Single or dual port. |  |  |  |  | LEDVANCE LLC | 75927 | EVC/48A/LVL2/4G/CC/C2/OR | AC | 11.5 | -1 | -1 | EV Charger, 48 Amp, Level 2, 4G Module, Credit Card Reader, Commercial, Gen 2, Orange
QCharge123 | QAC2-BR | Residential/Low Commercial Charger | AC | 9.6 | Single port. |  |  |  |  | LEDVANCE LLC | 75907 | EVC/48A/LVL2/4G/ISO/CC/C2/OR | AC | 11.5 | -1 | -1 | EV Charger, 48 Amp, Level 2, 4G Module, ISO 15118 compliant, Credit Card Reader, Commercial, Gen 2, Orange
Revitalize Charging Solutions | REV+ 18 Single | REV+ 18 Single | AC | 12 | AC Level 2, Single Port, Wallmount, 12kW, 50 Amp, Type 1, 2 X 18' Cables, Single Phase Charger. Unit Ships in 1 box. Includes cable holder and mounting bracket. |  |  |  |  | LEDVANCE LLC | 75902 | EVC/80A/LVL2/C2/OR | AC | 19.2 | -1 | -1 | EV Charger, 80 Amp, Level 2, Commercial, Gen 2, Orange
Revitalize Charging Solutions | REV+ 18 Dual | REV+ 18 Dual | AC | 12 | AC Level 2, Dual Port, Wallmount, 12kW, 50 Amp, Type 1, 2 X 18' Cables, Single Phase Charger. Unit Ships in 1 box. Includes cable holder and mounting bracket. |  |  |  |  | LEDVANCE LLC | 75915 | EVC/80A/LVL2/4G/C2/OR | AC | 19.2 | -1 | -1 | EV Charger, 80 Amp, Level 2, 4G Module, Commercial, Gen 2, Orange
Revitalize Charging Solutions | REV+25 Single | REV+25 Single | AC | 12 | AC Level 2, Single Port, Wallmount, 12kW, 50 Amp, Type 1, 1 X 25' Cables, Single Phase Charger. Unit Ships in 1 box. Includes cable holder and mounting bracket. |  |  |  |  | LEDVANCE LLC | 74903 | EVC/80A/LVL2/ISO/C2/OR | AC | 19.2 | -1 | -1 | EV Charger, 80 Amp, Level 2, ISO 15118 compliant, Commercial, Gen 2, Orange
Revitalize Charging Solutions | REV+25 Dual | REV+25 Dual | AC | 12 | AC Level 2, Dual Port, Wallmount, 12kW, 50 Amp, Type 1, 2 X 25' Cables, Single Phase Charger. Unit Ships in 1 box. Includes cable holder and mounting bracket. |  |  |  |  | LEDVANCE LLC | 75925 | EVC/80A/LVL2/4G/ISO/C2/OR | AC | 19.2 | -1 | -1 | EV Charger, 80 Amp, Level 2, 4G Module, ISO 15118 compliant, Commercial, Gen 2, Orange
SWTCH Energy | AXLU111001/48 | AX48 | AC | 11 | Single Port, Standalone network capability; OCA Full and Security certificates under software version V1.00 |  |  |  |  | LEDVANCE LLC | 75904 | EVC/80A/LVL2/ISO/CC/C2/OR | AC | 19.2 | -1 | -1 | EV Charger, 80 Amp, Level 2, ISO 15118 compliant, Credit Card Reader, Commercial, Gen 2, Orange
SWTCH Energy | AXLU191001/80 | AX80 | AC | 19.1 | Single Port, Standalone network capability |  |  |  |  | LEDVANCE LLC | 75928 | EVC/80A/LVL2/4G/CC/C2/OR | AC | 19.2 | -1 | -1 | EV Charger, 80 Amp, Level 2, 4G Module, Credit Card Reader, Commercial, Gen 2, Orange
SWTCH Energy | EX-1193-1 | SWTCH Lite-On Platinum IC3 80A | AC | 19.2 | Single Port NRTL Listed as EX-1193-1 |  |  |  |  | LEDVANCE LLC | 75926 | EVC/80A/LVL2/4G/ISO/CC/C2/OR | AC | 19.2 | -1 | -1 | EV Charger, 80 Amp, Level 2, 4G Module, ISO 15118 compliant, Credit Card Reader, Commercial, Gen 2, Orange
SWTCH Energy | EX-1193-3 | SWTCH Lite-On Platinum SC3 80A | AC | 19.2 | Single Port NRTL Listed as EX-1193-3 |  |  |  |  | LITE-ON | EX-1193-E | SC2 Plus 80A | AC | 19.2 | -1 | -1 | Single port.
SWTCH Energy | IC3-32A-H-A | SWTCH Lite-On Platinum IC3 | AC | 7.6 | Single Port NRTL Listed as IC3-32A-H-A |  |  |  |  | LITE-ON | EX-1193-H | IC2 80A POS | AC | 19.2 | -1 | -1 | Single port.
SWTCH Energy | SC3-32A-H | SWTCH Lite-On Platinum SC3 | AC | 7.6 | Single Port NRTL Listed as SC3-32A-H |  |  |  |  | LITE-ON | EX-1193-K | SC2 Plus 80A POS | AC | 19.2 | -1 | -1 | Single port.
SWTCH Energy | EVH006-48 | Joint Tech 48A | AC | 11.5 | Single port. |  |  |  |  | LITE-ON | EX-1193-M | IC2 80A | AC | 19.2 | -1 | -1 | Single port.
Wallbox | PUP3-#-#-6-#-##-#-40 | Pulsar Pro 48A-40 | AC | 9.6 | # is a hold for cable length, connector type, power supply version, custom, and color. Payment terminal requirements aren't met by charger independently. We do allow integration with EVSP that have cloud-to-cloud integrations with payment terminals or kiosks. Examples can be provided. |  |  |  |  | LITE-ON | EX-1193-T | SC2 80A | AC | 19.2 | -1 | -1 | Single port.
Wallbox | PUP3-#-#-6-#-##-# | Pulsar Pro 48A | AC | 11.5 | # is a hold for cable length, connector type, power supply version, custom, and color. Payment terminal requirements aren't met by charger independently. We do allow integration with EVSP that have cloud-to-cloud integrations with payment terminals or kiosks. Examples can be provided. |  |  |  |  | LITE-ON | W1-UC168-0MF1F0 | SC48A | AC | 11.52 | -1 | -1 | Single port.
Xeal | A10L-25J1-3 | Xeal-32A | AC | 7.7 | Single port. |  |  |  |  | LITE-ON | W1-UC168-0MF1F0 | ADV 48A | AC | 11.52 | -1 | -1 | Single port.
Xiamen Topstar Co., LTD | TSEA240V/32AUS | TSEA240V/##AUS | AC | 7.6 | Single port. |  |  |  |  | LITE-ON | W1-UC168-0MF1FR | ADV+ 48A | AC | 11.52 | -1 | -1 | Single port.
Xiamen Topstar Co., LTD | TSEA240V/40AUS | TSEA240V/##AUS | AC | 9.6 | Single port. |  |  |  |  | LITE-ON | W1-UC168-0MJ1EP | ADV+ 48A POS | AC | 11.52 | -1 | -1 | Single port.
Xiamen Topstar Co., LTD | TSEA240V/48AUS | TSEA240V/##AUS | AC | 11.5 | Single port. |  |  |  |  | LITE-ON | W1-UC168-0MK1ER | IC 48A | AC | 11.52 | -1 | -1 | Single port.
Xiamen Topstar Co., LTD | TSEA240V/80AUS | TSEA240V/##AUS | AC | 19.2 | Single port. |  |  |  |  | LITE-ON | W1-UC168-0ML1EP | IC 48A POS | AC | 11.52 | -1 | -1 | Single port.
Xiamen Topstar Co., LTD | TSED240V/32A2US | TSED240V/##A2US | AC | 7.6 | Dual port. |  |  |  |  | Loop Global | EVS-32A-L2-001 | EV-Flex LITE | AC | 7.68 | -1 | -1 | SAE J1772, Standalone network capability
Xiamen Topstar Co., LTD | TSED240V/40A2US | TSED240V/##A2US | AC | 9.6 | Dual port. |  |  |  |  | Loop Global | EVS-32A-L2-002 | EV-Flex LITE | AC | 7.68 | -1 | -1 | SAE J1772, Standalone network capability
Xiamen Topstar Co., LTD | TSED240V/48A2US | TSED240V/##A2US | AC | 11.5 | Dual port. |  |  |  |  | Loop Global | EVS-80A-L2-001 | EV-Fleet | AC | 19.2 | -1 | -1 | SAE J1772, Standalone network capability
Xiamen Topstar Co., LTD | TSED240V/80A2US | TSED240V/##A2US | AC | 19.2 | Dual port. |  |  |  |  | Loop Global | EVS-80A-L2-002 | EV-Fleet | AC | 19.2 | -1 | -1 | SAE J1772, Standalone network capability
Zerova | AXLU111001/ AX48 | AX48 | AC | 11 | Single Port, Standalone network capability; OCA Full and Security certificates under software version V1.00 |  |  |  |  | Loop Global | EVS-80A-L2-002-40 | EV-Fleet | AC | 9.6 | -1 | -1 | SAE J1772, Standalone network capability
Zerova | AXLU191001/ AX80 | AX80 | AC | 19.1 | Single Port, Standalone network capability |  |  |  |  | Lynkwell | LW102-AC80-# | Xlynk | AC | 19.2 | -1 | -1 | Single port.
[10 empty] | Lynkwell | LW101-AC48 | Xlynk | AC | 11.5 | -1 | -1 | Single port.
[10 empty] | Lynkwell | LW101-AC48-40 | Xlynk | AC | 9.6 | -1 | -1 | Single port.
[10 empty] | Lynkwell | LW141-AC50 | LW141-AC50 | AC | 12 | -1 | -1 | Single Port ; OCPP Full Certificate with software version V1.13.97
[10 empty] | Lynkwell | LW141-AC80 | LW141-AC80 | AC | 19.2 | -1 | -1 | Single port.
[10 empty] | Lynkwell | LW141-DC40 | LW141-DC40 | AC | 8.3 | -1 | -1 | Dual Port. This is the same model as the UF****01. The charger can be derated to 40A and thus be eligible for SCE's Charge Ready Light Duty program. SCE added -40 at the end to differentiate it from the other 80A version.
[10 empty] | Lynkwell | LW202-AC32 | LW202-AC32 | AC | 7.7 | -1 | -1 | Single port.
[10 empty] | Lynkwell | LW202-AC48 | LW202-AC48 | AC | 11.52 | -1 | -1 | Single port.
[10 empty] | Lynkwell | LW202-AC80 | LW202-AC80 | AC | 19.2 | -1 | -1 | Single port.
[10 empty] | Noodoe | AC11P-40/ AC11P Exceed-40 | 0 | AC | 8.3 | -1 | -1 | Single port.
[10 empty] | Noodoe | AC11P/ AC11P Exceed | 0 | AC | 11.5 | -1 | -1 | Single port.
[10 empty] | OpConnect | IC80 | IC80 | AC | 19.2 | -1 | -1 | Single Port NRTL Listed as EX-1193-1
[10 empty] | OpConnect | IC80-40 | IC80 | AC | 9.6 | -1 | -1 | Single Port NRTL Listed as EX-1193-1
[10 empty] | OpConnect | OC-IC3-32AH | 0 | AC | 7.2 | -1 | -1 | Single Port, Standalone network capability
[10 empty] | OpConnect | OC-SC3-32AN | 0 | AC | 7.7 | -1 | -1 | Single Port, Standalone network capability
[10 empty] | OpConnect | SC80 | SC80 | AC | 19.2 | -1 | -1 | Single Port NRTL Listed as EX-1193-3
[10 empty] | OpConnect | SC80-40 | SC80 | AC | 9.6 | -1 | -1 | Single Port NRTL Listed as EX-1193-3
[10 empty] | PowerCharge | PC-E80-C-03 | P80 GW | AC | 19.2 | -1 | -1 | Single port.
[10 empty] | PowerCharge | PC-E80-C-04 | P80 NGW | AC | 19.2 | -1 | -1 | Single port.
[10 empty] | PowerCharge | PC-E48-C-02 | PC48 GW | AC | 11.52 | -1 | -1 | Single port.
[10 empty] | PowerCharge | PC-E48-C-04 | PC48NGW | AC | 11.52 | -1 | -1 | Single port.
[10 empty] | QCharge123 | QAC2-BC | Commercial Charger | AC | 19.2 | -1 | -1 | Single or dual port.
[10 empty] | QCharge123 | QAC2-BR | Residential/Low Commercial Charger | AC | 9.6 | -1 | -1 | Single port.
[10 empty] | RAB Lighting Inc. | EVC48 | EVC48 | AC | 11 | -1 | -1 | Single Port, Standalone network capability; OCA Full and Security certificates under software version V1.00
[10 empty] | Siemens | 8EM13105HF141GA2 | VersiCharge AC 48A NTEP | AC | 11.5 | -1 | -1 | Single Port, Standalone network capability
[10 empty] | Siemens | 8EM13105HF141GA2-40 | VersiCharge AC 48A NTEP-40 | AC | 9.6 | -1 | -1 | Single Port, Standalone network capability
[10 empty] | Siemens | 8EM13155HG141GA2 | VersiCharge Blue AC 48A NTEP | AC | 11.5 | -1 | -1 | Single Port, Standalone network capability
[10 empty] | Siemens | 8EM13155HG141GA2-40 | VersiCharge Blue AC 48A NTEP-40 | AC | 9.6 | -1 | -1 | Single Port, Standalone network capability
[10 empty] | Siemens | VersiCharge 11.5kW 8EM1310-5CF14-0GA0 | VersiCharge | AC | 11.5 | -1 | -1 | Single Port, Standalone network capability
[10 empty] | Siemens | VersiCharge 11.5kW 8EM1310-5CF14-1GA2 | VersiCharge | AC | 11.5 | -1 | -1 | Single Port, Standalone network capability
[10 empty] | Siemens | VersiCharge 11.5kW 8EM1312-5CF18-0FA3 | VersiCharge | AC | 11.5 | -1 | -1 | Single Port, Standalone network capability
[10 empty] | Siemens | VersiCharge 9.6kW 8EM1310-4CF14-0GA0 | VersiCharge | AC | 9.6 | -1 | -1 | Single Port, Standalone network capability
[10 empty] | Siemens | VersiCharge 9.6kW 8EM1310-4CF14-1GA2 | VersiCharge | AC | 9.6 | -1 | -1 | Single Port, Standalone network capability
[10 empty] | Siemens | VersiCharge 9.6kW 8EM1312-4CF18-0FA3 | VersiCharge | AC | 9.6 | -1 | -1 | Single Port, Standalone network capability
[10 empty] | SWTCH Energy | AXLU111001/48 | AX48 | AC | 11 | -1 | -1 | Single Port, Standalone network capability; OCA Full and Security certificates under software version V1.00
[10 empty] | SWTCH Energy | AXLU191001/80 | AX80 | AC | 19.1 | -1 | -1 | Single Port, Standalone network capability
[10 empty] | SWTCH Energy | EX-1193-1 | SWTCH Lite-On Platinum IC3 80A | AC | 19.2 | -1 | -1 | Single Port NRTL Listed as EX-1193-1
[10 empty] | SWTCH Energy | EX-1193-3 | SWTCH Lite-On Platinum SC3 80A | AC | 19.2 | -1 | -1 | Single Port NRTL Listed as EX-1193-3
[10 empty] | SWTCH Energy | IC3-32A-H-A | SWTCH Lite-On Platinum IC3 | AC | 7.6 | -1 | -1 | Single Port NRTL Listed as IC3-32A-H-A
[10 empty] | SWTCH Energy | SC3-32A-H | SWTCH Lite-On Platinum SC3 | AC | 7.6 | -1 | -1 | Single Port NRTL Listed as SC3-32A-H
[10 empty] | SWTCH Energy | EVH006-48 | Joint Tech 48A | AC | 11.5 | -1 | -1 | Single port.
[10 empty] | TurnOnGreen | EVP1100-W/CPEVAC-11KW-J17-W EVP1100-WG/CPEVAC-11KW-J17-WG CPEVAC-11KW-S18-# | 0 | AC | 11.4 | -1 | -1 | Single Port
[10 empty] | TurnOnGreen | EVP1100-W/CPEVAC-11KW-J17-W-32 EVP1100-WG/CPEVAC-11KW-J17-WG-32 CPEVAC-11KW-S18-#-32 | 0 | AC | 7.68 | -1 | -1 | Single Port
[10 empty] | Wallbox | PUP3-#-#-6-#-##-#-40 | Pulsar Pro 48A-40 | AC | 9.6 | -1 | -1 | # is a hold for cable length, connector type, power supply version, custom, and color. Payment terminal requirements aren't met by charger independently. We do allow integration with EVSP that have cloud-to-cloud integrations with payment terminals or kiosks. Examples can be provided.
[10 empty] | Wallbox | PUP3-#-#-6-#-##-# | Pulsar Pro 48A | AC | 11.5 | -1 | -1 | # is a hold for cable length, connector type, power supply version, custom, and color. Payment terminal requirements aren't met by charger independently. We do allow integration with EVSP that have cloud-to-cloud integrations with payment terminals or kiosks. Examples can be provided.
[10 empty] | Xeal | A10L-25J1-3 | Xeal-32A | AC | 7.7 | -1 | -1 | Single port.
[10 empty] | Xiamen Topstar Co., LTD | TSEA240V/32AUS | TSEA240V/##AUS | AC | 7.6 | -1 | -1 | Single port.
[10 empty] | Xiamen Topstar Co., LTD | TSEA240V/40AUS | TSEA240V/##AUS | AC | 9.6 | -1 | -1 | Single port.
[10 empty] | Xiamen Topstar Co., LTD | TSEA240V/48AUS | TSEA240V/##AUS | AC | 11.5 | -1 | -1 | Single port.
[10 empty] | Xiamen Topstar Co., LTD | TSEA240V/80AUS | TSEA240V/##AUS | AC | 19.2 | -1 | -1 | Single port.
[10 empty] | Xiamen Topstar Co., LTD | TSED240V/32A2US | TSED240V/##A2US | AC | 7.6 | -1 | -1 | Dual port.
[10 empty] | Xiamen Topstar Co., LTD | TSED240V/40A2US | TSED240V/##A2US | AC | 9.6 | -1 | -1 | Dual port.
[10 empty] | Xiamen Topstar Co., LTD | TSED240V/48A2US | TSED240V/##A2US | AC | 11.5 | -1 | -1 | Dual port.
[10 empty] | Xiamen Topstar Co., LTD | TSED240V/80A2US | TSED240V/##A2US | AC | 19.2 | -1 | -1 | Dual port.
[10 empty] | Zerova | AXLU111001/ AX48 | AX48 | AC | 11 | -1 | -1 | Single Port, Standalone network capability; OCA Full and Security certificates under software version V1.00
[10 empty] | Zerova | AXLU191001/ AX80 | AX80 | AC | 19.1 | -1 | -1 | Single Port, Standalone network capability

## DRAFT - ORG E (hidden)
ORG E - DRAFT
Updated February 6, 2026
These Chargers and Networks meet the program requirements established by ORG E.
AC Equipment | [6 empty] | DC Equipment | [6 empty] | Networks
Brand | Model Number | Model Name | Type | Max Power (kW) | Port Notes | Notes | Brand | Model Number | Model Name | Type | Max Power (kW) | CTEP? | Notes | Brand | Network | Notes
Autel | AC W12-L-4G | AC Elite | AC | 12 | Single Port | Single Port ; OCPP Full Certificate with software version V1.13.97 | ABB | C50S#NA### | C50 | DC | 50 | 2 | Dual port. | AmpUp | AmpUp | 0
Autel | Maxi UW19C002 | MaxiCharger AC Pro 80A | AC | 19.2 | Single port. | Single port. | ABB | Terra 124 ### | Terra 124 ### | DC | 120 | 2 | Available with 1 or 2 CCS1, CCS2 or CHAdeMO connectors | Autel | Autel Cloud | OCPP Full certificate for software version 2.0.105
Autel | Maxi UW19CJ02 | MaxiCharger AC 80A | AC | 19.2 | Single port. | Single port. | ABB | Terra 184 ### | Terra 184 ### | DC | 180 | 2 | Available with 1 or 2 CCS1, CCS2 or CHAdeMO connectors | Blink | Blink Network | 0
Autel | Maxi UW19L002 | MaxiCharger AC Pro 80A | AC | 19.2 | Single port. | Single port. | ABB | Terra 54 | Terra 54 UL | DC | 50 | 2 | 1x CCS1 connector 1x CHAdeMO connector | BreatheEV | BreatheEV | 0
Autel | Maxi UW19LJ02 | MaxiCharger AC 80A | AC | 19.2 | Single port. | Single port. | ABB | Terra 94 ### | Terra 94 ### | DC | 90 | 2 | Available with 1 or 2 CCS1, CCS2 or CHAdeMO connectors | Buzze Inc. | Buzze | 0
Autel | UF####101 | AC Ultra | AC | 19.2 | Single or dual port | Single Port or Dual Port | Alpitronic | HYC400-1 | Hypercharger | DC | 100 | 2 | 1-4 Ports | CHAEVI | CHAEVI | 0
Autel | UW12-J0610CA0002 | MaxiCharger AC Single | AC | 12 | Single port. | Single port. | Alpitronic | HYC400-2 | Hypercharger | DC | 200 | 2 | 1-4 Ports | ChargeLab | ChargeLab | 0
Autel | UW12-J0650CA0002 | MaxiCharger AC Single | AC | 12 | Single port. | Single port. | Alpitronic | HYC400-3 | Hypercharger | DC | 300 | 2 | 1-4 Ports | ChargePoint | ChargePoint Network | 0
Blink | 780 | Series 7 ISO Single | AC | 19.2 | Single port. | Single port. | Alpitronic | HYC400-4 | Hypercharger | DC | 400 | 2 | 1-4 Ports | Eaton | Eaton Network | 0
Blink | 880 (80A) | Series 8 ISO Plus | AC | 19.2 | Single or Dual Port | Dual Port, Standalone network capability | Alpitronic | HYC50 | Hypercharger | DC | 50 | 2 | 1-2 Ports | Epic Charging | Epic Charging | 0
Blink | IQW2-80U-M1-R2-N-25 (Advanced-LTE) Part Number 01-0207-LTE (IQ 200 Advanced) | IQ 200 Advanced | AC | 19.2 | Single Port | Single Port | Autel | DC HiPower | DC HiPower | DC | 640 | -1 | The DC HiPower has a power cabinet with dispenser set up. It comes in 320, 480, or 640kW options and can be purchased with 2, 4, 6, or 8 ports depending on the number of dispensers. | EV Connect | EVConnect | 0
Blink | IQW2-80U-M3-R3-N-25 (Advanced- LTE- W) Part Number 01-0207-LTE | IQ 200 Advanced | AC | 19.2 | Single Port | Single Port | Autel | MaxiCharger DH480 | MaxiCharger DH480 | DC | 480 | -1 | Dual or quad port. | EVGateway | EVGateway Network | 0
breezEV | EVC-L2-48A-L1-1-4G-D-AU-L-# | SMART CONNECTED LEVEL 2 EV CHARGING STATION | AC | 11.2 | 0 | 48A Max Charger, Screen, RFID, 4G Cellular, Wall-Mount, AmpUp LITE Plan, # determines plan length | Autel | MaxiCharger DH400 | MaxiCharger DH400 | DC | 400 | -1 | Dual or quad port. | EVGo | EVGo | 0
breezEV | EVC-L2-P80-18-AP# | P80 - 80AMP Level 2 Charger | AC | 19.2 | Single Port | Single port. Last character denotes years of AmpUp Pro Software included | Autel | MaxiCharger DH360 | MaxiCharger DH360 | DC | 360 | -1 | Dual or quad port. | EvoCharge | EvoCharge Network | 0
ChargePoint | CP6####-50A-L## | 6000 Series | AC | 12 | 0 | CP6000 family, NA, AC Station, 1 or 2 x Type 1 Cable, 50A or 80A, 1-Phase, 18' or 23' Cable, 6' or 8' Cable Management Kit, Pedestal or Wall Mount, 8" Touch Display, Contactless Credit Card and RFID Reader, Cellular/Wi-Fi, UL, Power Share Jumper, 1YR Parts Warranty, Optional credit card reader | Autel | MaxiCharger DH300 | MaxiCharger DH300 | DC | 300 | -1 | Dual or quad port. | InCharge | In-Control Network | 0
ChargePoint | CP6####-80A-L## | 6000 Series | AC | 19.2 | 0 | CP6000 family, NA, AC Station, 1 or 2 x Type 1 Cable, 50A or 80A, 1-Phase, 18' or 23' Cable, 6' or 8' Cable Management Kit, Pedestal or Wall Mount, 8" Touch Display, Contactless Credit Card and RFID Reader, Cellular/Wi-Fi, UL, Power Share Jumper, 1YR Parts Warranty, Optional credit card reader | Autel | UF060A3001 | Maxicharger DC Fast 60kW | DC | 60 | 2 | Single or dual port | Loop Global | Loop EV Charging Network | 0
ChargePoint | CPF50- L##-****** | CPF50 | AC | 12 | Single or dual port | CPF50 family, Single or Dual Port, Pedestal or Wall Mount, 50A, Type 1, Cable 18' or 23', Single Phase Charger, Cable Management Kit optional | Autel | UF080A3001 | Maxicharger DC Fast 80kW | DC | 80 | 2 | Single or dual port | Monta | Monta | 0
CyberSwitching | CSE1-4G-BL | CSE1 | AC | 11.5 | Single Port | Single Port | Autel | UF100A3001 | Maxicharger DC Fast 100kW | DC | 100 | 2 | Single or dual port | Numocity Technologies Private Limited | Numocity | 0
CyberSwitching | CSE1-4G-BL-40 | CSE1 | AC | 7.5 | Single Port | Single Port | Autel | UF120A3001 | Maxicharger DC Fast 120kW | DC | 120 | 2 | Single or dual port | OpConnect | OpConnect Network | 0
CyberSwitching | CSE1-WIFI-BL | CSE1 | AC | 11.5 | Single Port | Single Port | Autel | UF140A4001 | Maxicharger DC Fast 140kW | DC | 140 | 2 | Single or dual port | OPF Energy, LLC | OPF Energy, LLC | 0
Eaton | CP6####-50A-L##-ETN | 6000 Series | AC | 12 | 0 | CP6000 family, NA, AC Station, 1 or 2 x Type 1 Cable, 50A or 80A, 1-Phase, 18' or 23' Cable, 6' or 8' Cable Management Kit, Pedestal or Wall Mount, 8" Touch Display, Contactless Credit Card and RFID Reader, Cellular/Wi-Fi, UL, Power Share Jumper, 1YR Parts Warranty, Optional credit card reader | Autel | UF160A4001 | Maxicharger DC Fast 160kW | DC | 160 | 2 | Single or dual port | PowerPump | PowerPump | 0
Eaton | CP6####-80A-L##-ETN | 6000 Series | AC | 19.2 | 0 | CP6000 family, NA, AC Station, 1 or 2 x Type 1 Cable, 50A or 80A, 1-Phase, 18' or 23' Cable, 6' or 8' Cable Management Kit, Pedestal or Wall Mount, 8" Touch Display, Contactless Credit Card and RFID Reader, Cellular/Wi-Fi, UL, Power Share Jumper, 1YR Parts Warranty, Optional credit card reader | Autel | UF180A4001 | Maxicharger DC Fast 180kW | DC | 180 | 2 | Single or dual port | Sarin Energy | Stay N Charge | 0
Eaton | CPF50- L##-******-ETN | CPF50 | AC | 12 | Single or dual port | CPF50 family, Single or Dual Port, Pedestal or Wall Mount, 50A, Type 1, Cable 18' or 23', Single Phase Charger, Cable Management Kit optional | Autel | UF200A4001 | Maxicharger DC Fast 200kW | DC | 200 | 2 | Single or dual port | SWTCH Energy | SWTCH | 0
Eaton | GMEV32BAB-DC / GMEV32BR-DC / GMEV32BAB-JB / GMEV32BR-JB / GMEV32BR-WC / GMEV32BR-WCPL GMEV32XXX-XXXX | Green Motion EV Charger | AC | 7.7 | 0 | 0 | Autel | UF220A4001 | Maxicharger DC Fast 220kW | DC | 220 | 2 | Single or dual port | Synop | Synop | 0
Eaton | GMEV40CIE1B-WC/ GMEV40CIC1B-WC | Green Motion EV Charger | AC | 9.6 | 0 | 0 | Autel | UF240A4001 | Maxicharger DC Fast 240kW | DC | 240 | 2 | Single or dual port | The Mobility House | ChargePilot | 0
Eaton | GMEV40CME1B-WC/ GMEV40CMC1B-WC/ GMEV40CMX1B-WC | Green Motion EV Charger | AC | 9.6 | 0 | 0 | Blink | 01-0568 | Blink 300kW | DC | 300 | -1 | Dual Port ; either 2 x CCS or 1x CCS + 1x CHAdeMO or or 1x CCS + 1x NACS or 2 x NACS | Wevo Energy | Wevo Energy | 0
Eaton | GMEV80CIE1B-WC/ GMEV80CIC1B-WC | Green Motion EV Charger | AC | 19.2 | 0 | 0 | Blink | 01-0569 | Blink 360kW | DC | 360 | -1 | Dual Port ; either 2 x CCS or 1x CCS + 1x CHAdeMO or or 1x CCS + 1x NACS or 2 x NACS | Xeal | Xeal Network | 0
Eaton | GMEV80CMC1B-AA | Green Motion EV Charger | AC | 19.2 | 0 | AB Phasing/Cellular | Blink | 01-0578 | Blink 180kW | DC | 180 | -1 | Dual Port ; either 2 x CCS or 1x CCS + 1x CHAdeMO or or 1x CCS + 1x NACS or 2 x NACS
Eaton | GMEV80CMC1B-AB | Green Motion EV Charger | AC | 19.2 | 0 | BC Phasing/Cellular | Blink | 01-0581 | Blink 240kW | DC | 240 | -1 | Dual Port ; either 2 x CCS or 1x CCS + 1x CHAdeMO or or 1x CCS + 1x NACS or 2 x NACS
Eaton | GMEV80CMC1B-AC | Green Motion EV Charger | AC | 19.2 | 0 | CA Phasing/Cellular | Blink | 200-000320-A | Blink 200kW | DC | 200 | -1 | Dual Port ; either 2 x CCS or 1x CCS + 1x CHAdeMO or or 1x CCS + 1x NACS or 2 x NACS
Eaton | GMEV80CME1B-AA | Green Motion EV Charger | AC | 19.2 | 0 | AB Phasing/Wi-Fi | Blink | C50####### C80####### | C-Series | DC | 600 | -1 | Up to 8 ports. Kempower Power Unit supplies DC power to various distributed dispenser ouputs including but not limited to the Kempower Satellite (offers single or dual port configurations), the Kempower Liquid Cooled Satellite, etc.. Details about qualifications relevant to each variant is detailed in the corresponding notes section.
Eaton | GMEV80CME1B-AB | Green Motion EV Charger | AC | 19.2 | 0 | BC Phasing/Wi-Fi | BorgWarner | RES-DCVC125-480-V2G | EV DC Fast Charging Power Conversion System (PCS) 125kW | DC V2G | 125 | -1 | Power Cabinet, Firmware 603/0A16, Checksum A6AB Approved dispensers are RES-D2-CS20, 1x CCS1 connector and RES-D3-CS20, 1x CCS1 connector
Eaton | GMEV80CME1B-AC | Green Motion EV Charger | AC | 19.2 | 0 | CA Phasing/Wi-Fi | BorgWarner | RES-DCVC60-480 | EV DC Fast Charging Power Conversion System (PCS) 125kW | DC | 60 | -1 | Approved dispensers are RES-D2-CS20, 1x CCS1 connector and RES-D3-CS20, 1x CCS1 connector
Eaton | GMEV80CME1B-WC/ GMEV80CMC1B-WC/ GMEV80CMX1B-WC | Green Motion EV Charger | AC | 19.2 | 0 | 0 | BorgWarner | RES-DCVC60-480-V2G | EV DC Fast Charging Power Conversion System (PCS) 125kW | DC V2G | 60 | -1 | Approved dispensers are RES-D2-CS20-V2G, 1x CCS1 connector and RES-D3-CS20-V2G, 1x CCS1 connector
Espen | EVC/A48X2 | EVC/A48X2 | AC | 11.5 | Dual port. | Dual port. | BTC Power | HPCD6-500-05-005 | 0 | DC | 360 | 2 | Can power up to 4 dual port Fleet Dispensers to 1 Power Cabinet and charge sequentially. can charge up to 8 vehicles sequentially as a result.
Free2Move | E21CA180Dx | 48A Charger | AC | 11 | Single Port | Single Port, Standalone network capability; OCA Full and Security certificates under software version V1.00 | BTC Power | HPCD7-350-###-01# | Gen4 Public Dispenser | DC | 360 | -1 | BTC Power Hardware is network/backend agnostic, but also provide our own basic network option if needed
Free2Move | E21CH012## | 0 | AC | 11 | Single Port | Single Port, Standalone network capability; OCA Full and Security certificates under software version V1.00 | BTC Power | HPCT3-###-480-# / HPCD7-500-###-01# | Gen4 Public Dispenser | DC | 360 | -1 | BTC Power Hardware is network/backend agnostic, but also provide our own basic network option if needed
Free2Move | E21CH019Dx | 80A Charger | AC | 19.1 | Single Port | Single Port, Standalone network capability | CENNTRO | DCC190C190 | DC Electric Vehicle Charging Station | DC | 180 | -1 | Dual port.
InCharge | ICE 80A Dual | ICE 80A Dual | AC | 19.2 | Dual Port | Dual port. | CHAEVI | CV-3FD120P-IUL3 | SONIC (120kW) (3 Phase, 3 Wire) | DC | 120 | 2 | Dual port. Stand-Alone Equipment 120,150,180kW Serial-UL listed. Dynamic Load Balancing Available. NACS Cable Adaptable
IoTecha | CCS-ACL2 / CCS-C80A | CCS-C80A-xxyyy | AC | 19.2 | Single Port | Single Port. xx - cable length (15 or 25ft) yyy - LTE option | CHAEVI | CV-3FD150P-IUL3 | SONIC (150kW) (3 Phase, 3 Wire) | DC | 150 | 2 | Dual port. Stand-Alone Equipment 120,150,180kW Serial-UL listed. Dynamic Load Balancing Available. NACS Cable Adaptable
IoTecha | CCS-ACL2-40 / CCS-C40A | CCS-ACL2-40 / CCS-C40A | AC | 8.3 | Single Port | Single Port. xx - cable length (15 or 25ft) yyy - LTE option | CHAEVI | CV-3FD180P-IUL3 | SONIC (180kW) (3 Phase, 3 Wire) | DC | 180 | 2 | Dual port. Stand-Alone Equipment 120,150,180kW Serial-UL listed. Dynamic Load Balancing Available. NACS Cable Adaptable
IoTecha | CCS-C80C | CCS-C80C-xxyyy | AC | 19.2 | Single Port | Single Port. xx - cable length (15 or 25ft) yyy - LTE option | CHAEVI | CV-3FD120P-IUL | SONIC (120kW) (3 Phase, 4 Wire) | DC | 120 | 2 | Dual port. Stand-Alone Equipment 120,150,180kW Serial-UL listed. Dynamic Load Balancing Available. NACS Cable Adaptable
IXP, LLC | IXP-EVC10 | SMART CONNECTED LEVEL 2 EV CHARGING STATION | AC | 11.2 | 0 | 48A Max Charger, Screen, RFID, 4G Cellular, Wall-Mount, AmpUp LITE Plan, # determines plan length | CHAEVI | CV-3FD150P-IUL | SONIC (150kW) (3 Phase, 4 Wire) | DC | 150 | 2 | Dual port. Stand-Alone Equipment 120,150,180kW Serial-UL listed. Dynamic Load Balancing Available. NACS Cable Adaptable
Lynkwell | LW141-AC50 | LW141-AC50 | AC | 12 | Single Port | Single Port ; OCPP Full Certificate with software version V1.13.97 | CHAEVI | CV-3FD180P-IUL | SONIC (180kW) (3 Phase, 4 Wire) | DC | 180 | 2 | Dual port. Stand-Alone Equipment 120,150,180kW Serial-UL listed. Dynamic Load Balancing Available. NACS Cable Adaptable
Lynkwell | LW141-AC80 | LW141-AC80 | AC | 19.2 | Single port. | Single port. | CHAEVI | CV-3UD403P-NCC3 (CCS1/CCS1) | SUPERSONIC | DC | 400 | 2 | All-in-One Equipment - UL, CTEP listed - Dynamic Load Balancing Available - CCS/NACS Cable
PowerPump | AC550 | AC550 | AC | 10 | Single Port | Single Port. | CHAEVI | CV-3UD403P-NCN3 (CCS1/NACS) | SUPERSONIC | DC | 400 | -1 | All-in-One Equipment - UL, CTEP listed - Dynamic Load Balancing Available - CCS/NACS Cable
QCharge123 | QAC2-BC | Commercial Charger | AC | 19.2 | Single or dual port. | Single or dual port. | CHAEVI | DCV-3FD120-ICN | DUOCONIC (120kW) | DC | 120 | 2 | Dual port. Stand-Alone Equipment 120,150,180kW Serial-UL listed. Dynamic Load Balancing Available
QCharge123 | QAC2-BR | Residential/Low Commercial Charger | AC | 9.6 | Single port. | Single port. | CHAEVI | DCV-3FD150-ICN | DUOCONIC (150kW) | DC | 150 | 2 | Dual port. Stand-Alone Equipment 120,150,180kW Serial-UL listed. Dynamic Load Balancing Available
StarCharge | AC###AN030###### | Artemis | AC | 19.2 | Single Port | Single port. | CHAEVI | DCV-3FD180-ICN | DUOCONIC (180kW) | DC | 180 | 2 | Dual port. Stand-Alone Equipment 120,150,180kW Serial-UL listed. Dynamic Load Balancing Available
SWTCH Energy | AXLU111001/48 | AX48 | AC | 11 | Single Port | Single Port, Standalone network capability; OCA Full and Security certificates under software version V1.00 | Charge America | MCS1200 | MCS 4x16 Power Cabinet | DC | 1200 | -1 | Allows 5 CCS and 1 MCS connector as well as de-rated configuration with 1, 2, … 5 CCS ports and 0 or 1 MCS port (subject for additional certification)
SWTCH Energy | AXLU191001/80 | AX80 | AC | 19.1 | Single Port | Single Port, Standalone network capability | ChargePoint | CPE250C-625-CCS1-200A-**** | Express 250 | DC | 62.5 | 2 | ChargePoint Express 250 Station (62.5 kW) - includes Express 250 Station, 2x Power Modules, 1x CCS1 200A cable, 1x CHAdeMO cable or NACS, North America Modem/SIM, cUL and UL listed, requires CPE250-CMT-IMPERIAL in US, CPE250-CMT-METRIC in Canada. CPE250-CMT-IMPERIAL/METRIC not included. FWHA and FTA compliant models available as well as with integrated EMV Chip Reader terminal.
SWTCH Energy | EX-1193-1 | SWTCH Lite-On Platinum IC3 80A | AC | 19.2 | Single Port | Single Port NRTL Listed as EX-1193-1 | ChargePoint | CPE280-800-NA | Express 280 DC Fast Charging Station | DC | 160 | 2 | [Paired Unit] ChargePoint Express 280 Station (80 kW) - includes Express 280 Station, 2x Power Modules, 1 or 2 connectors including CCS1, CHAdeMO, NACS. North America Modem/SIM, cUL and UL listed, FWHA and FTA compliant models available.
SWTCH Energy | EX-1193-3 | SWTCH Lite-On Platinum SC3 80A | AC | 19.2 | Single Port | Single Port NRTL Listed as EX-1193-3 | ChargePoint | CPE280-800-NA | Express 280 DC Fast Charging Station | DC | 80 | 2 | [Single Unit] ChargePoint Express 280 Station (80 kW) - includes Express 280 Station, 2x Power Modules, 1 or 2 connectors including CCS1, CHAdeMO, NACS. North America Modem/SIM, cUL and UL listed, FWHA and FTA compliant models available.
SWTCH Energy | IC3-32A-H-A | SWTCH Lite-On Platinum IC3 | AC | 7.6 | Single Port | Single Port NRTL Listed as IC3-32A-H-A | ChargePoint | CPE280-800-NA-CHIP | Express 280 DC Fast Charging Station | DC | 160 | 2 | [Paired Unit, Credit Card Reader sku] ChargePoint Express 280 Station (80 kW) - includes Express 280 Station, 2x Power Modules, 1 or 2 connectors including CCS1, CHAdeMO, NACS. North America Modem/SIM, cUL and UL listed, FWHA and FTA compliant models available.
SWTCH Energy | SC3-32A-H | SWTCH Lite-On Platinum SC3 | AC | 7.6 | Single Port | Single Port NRTL Listed as SC3-32A-H | ChargePoint | CPE280-800-NA-CHIP | Express 280 DC Fast Charging Station | DC | 80 | 2 | [Single Unit, Credit Card Reader sku] ChargePoint Express 280 Station (80 kW) - includes Express 280 Station, 2x Power Modules, 1 or 2 connectors including CCS1, CHAdeMO, NACS. North America Modem/SIM, cUL and UL listed, FWHA and FTA compliant models available.
Xiamen Topstar Co., LTD | TSEA240V/32AUS | TSEA240V/##AUS | AC | 7.6 | Single port. | Single port. | ChargePoint | CPE280-800-NA-FHWA | Express 280 DC Fast Charging Station | DC | 160 | 2 | [Paired Unit, FHWA sku] ChargePoint Express 280 Station (80 kW) - includes Express 280 Station, 2x Power Modules, 1 or 2 connectors including CCS1, CHAdeMO, NACS. North America Modem/SIM, cUL and UL listed, FWHA and FTA compliant models available.
Xiamen Topstar Co., LTD | TSEA240V/40AUS | TSEA240V/##AUS | AC | 9.6 | Single port. | Single port. | ChargePoint | CPE280-800-NA-FHWA | Express 280 DC Fast Charging Station | DC | 80 | 2 | [Single Unit, FHWA sku] ChargePoint Express 280 Station (80 kW) - includes Express 280 Station, 2x Power Modules, 1 or 2 connectors including CCS1, CHAdeMO, NACS. North America Modem/SIM, cUL and UL listed, FWHA and FTA compliant models available.
Xiamen Topstar Co., LTD | TSEA240V/48AUS | TSEA240V/##AUS | AC | 11.5 | Single port. | Single port. | ChargePoint | Express Plus 1000 Power Block: CPPB0001*** PM1.5 43-001200-** EXPP-PL10##*-#*#*#-#*#*#-*** | Express Plus | DC | 500 | -1 | Express Plus system includes Power Block, Power Modules, and Power Link 1000 series; Used for Fleet or Commercial.
Xiamen Topstar Co., LTD | TSEA240V/80AUS | TSEA240V/##AUS | AC | 19.2 | Single port. | Single port. | ChargePoint | Express Plus 2000 (EXPP-PL20##-CHIP) | Express Plus | DC | 500 | -1 | [CHIP sku]Express Plus system includes Power Block, Power Modules, and Power Link 2000 series; Each Power Link Dispenser can include 1 or 2 connctor including CCS, NACS, or CHAdeMO
Xiamen Topstar Co., LTD | TSED240V/32A2US | TSED240V/##A2US | AC | 7.6 | Dual port. | Dual port. | ChargePoint | Express Plus 2000 (EXPP-PL20##-FHWA) | Express Plus | DC | 500 | -1 | [FHWA sku] Express Plus system includes Power Block, Power Modules, and Power Link 2000 series; Each Power Link Dispenser can include 1 or 2 connctor including CCS, NACS, or CHAdeMO
Xiamen Topstar Co., LTD | TSED240V/40A2US | TSED240V/##A2US | AC | 9.6 | Dual port. | Dual port. | ChargePoint | Express Plus 2000 (EXPP-PL20##) | Express Plus | DC | 500 | -1 | Express Plus system includes Power Block, Power Modules, and Power Link 2000 series; Each Power Link Dispenser can include 1 or 2 connctor including CCS, NACS, or CHAdeMO
Xiamen Topstar Co., LTD | TSED240V/48A2US | TSED240V/##A2US | AC | 11.5 | Dual port. | Dual port. | ChargeSmart EV | CSEV-DC060 | 0 | DC | 60 | -1 | Single or dual port
Xiamen Topstar Co., LTD | TSED240V/80A2US | TSED240V/##A2US | AC | 19.2 | Dual port. | Dual port. | ChargeSmart EV | CSEV-DC080 | 0 | DC | 80 | -1 | Single or dual port
Zerova | AXLU111001/ AX48 | AX48 | AC | 11 | Single Port | Single Port, Standalone network capability; OCA Full and Security certificates under software version V1.00 | ChargeSmart EV | CSEV-DC100 | 0 | DC | 100 | -1 | Single or dual port
Zerova | AXLU191001/ AX80 | AX80 | AC | 19.1 | Single Port | Single Port, Standalone network capability | ChargeSmart EV | CSEV-DC120 | 0 | DC | 120 | -1 | Single or dual port
[7 empty] | ChargeSmart EV | CSEV-DC140 | 0 | DC | 140 | -1 | Single or dual port
[7 empty] | ChargeSmart EV | CSEV-DC160 | 0 | DC | 160 | -1 | Single or dual port
[7 empty] | ChargeSmart EV | CSEV-DC180 | 0 | DC | 180 | -1 | Single or dual port
[7 empty] | ChargeSmart EV | CSEV-DC200 | 0 | DC | 200 | -1 | Single or dual port
[7 empty] | ChargeSmart EV | CSEV-DC220 | 0 | DC | 220 | -1 | Single or dual port
[7 empty] | ChargeSmart EV | CSEV-DC240 | 0 | DC | 240 | -1 | Single or dual port
[7 empty] | ChargeSmart EV | CSEV-DCHi | 0 | DC | 640 | -1 | The CSEV-DCHi has a power cabinet with dispenser set up. It comes in 320, 480, or 640kW options and can be purchased with 2, 4, 6, or 8 ports depending on the number of dispensers.
[7 empty] | ChargeTronix | CTX-AiO-120 | Apex 120kW DCFC | DC | 120 | -1 | Dual port.
[7 empty] | ChargeTronix | CTX-AiO-160 | Apex 160kW DCFC | DC | 160 | -1 | Dual port.
[7 empty] | ChargeTronix | CTX-AiO-240 | Apex 240kW DCFC | DC | 240 | -1 | Dual port.
[7 empty] | ChargeTronix | CTX-AiO-60 | Apex 60kW DCFC | DC | 60 | -1 | Dual port.
[7 empty] | ChargeTronix | TP-EVPD-160kW | 160kW DCFC | DC | 160 | -1 | Dual Port ; either 2 x CCS or 1x CCS + 1x CHAdeMO or or 1x CCS + 1x NACS or 2 x NACS
[7 empty] | ChargeTronix | TP-EVPD-180kW | 180kW DCFC | DC | 180 | -1 | Dual Port ; either 2 x CCS or 1x CCS + 1x CHAdeMO or or 1x CCS + 1x NACS or 2 x NACS
[7 empty] | ChargeTronix | TP-EVPD-200kW | 200kW | DC | 200 | -1 | Dual Port ; either 2 x CCS or 1x CCS + 1x CHAdeMO or or 1x CCS + 1x NACS or 2 x NACS
[7 empty] | ChargeTronix | TP-EVPD-240kW | 240kW DCFC | DC | 240 | -1 | Dual Port ; either 2 x CCS or 1x CCS + 1x CHAdeMO or or 1x CCS + 1x NACS or 2 x NACS
[7 empty] | ChargeTronix | TP-EVPD-300kW | 300kW DCFC | DC | 300 | -1 | Dual Port ; either 2 x CCS or 1x CCS + 1x CHAdeMO or or 1x CCS + 1x NACS or 2 x NACS
[7 empty] | ChargeTronix | TP-EVPD-360kW | 360kW DCFC | DC | 360 | -1 | Dual Port ; either 2 x CCS or 1x CCS + 1x CHAdeMO or or 1x CCS + 1x NACS or 2 x NACS
[7 empty] | Delta | EVHU104UPAB | City 100kW | DC | 100 | -1 | 1x CCS1 connector 1x CHAdeMO connector
[7 empty] | Delta | EIDN-U350KTA01 | Delta HP 350kW | DC | 350 | -1 | 2x CCS1 connectors. Vetted dispensers are EIDD-U350SSUUAEG
[7 empty] | DynaChrg | EVN120F | Stand alone Fleet 120 | DC | 120 | -1 | 120kW all-in-one charger with 2 connectors. Alternate designations: DirectPowerPS 120 Fleet, DirectPowerPS 120
[7 empty] | DynaChrg | EVN120P | Stand alone Advertising 120 | DC | 120 | -1 | 120kW all-in-one charger with 2 connectors, advertising display, and payment terminal. Alternate designations: DirectPowerPS 120 Flagship, DirectPowerPS 120
[7 empty] | DynaChrg | EVN180F | Stand alone Fleet 180 | DC | 180 | -1 | 180kW all-in-one charger with 2 connectors. Alternate designations: DirectPowerPS 180 Fleet, DirectPowerPS 180
[7 empty] | DynaChrg | EVN180P | Stand alone Advertising 180 | DC | 180 | -1 | 180kW all-in-one charger with 2 connectors, advertising display, and payment terminal. Alternate designations: DirectPowerPS 180 Flagship, DirectPowerPS 180
[7 empty] | DynaChrg | EVN240F | Stand alone Fleet 240 | DC | 240 | -1 | 240kW all-in-one charger with 2 connectors. Alternate designations: DirectPowerPS 240 Fleet, DirectPowerPS 240
[7 empty] | DynaChrg | EVN240P | Stand alone Advertising 240 | DC | 240 | -1 | 240kW all-in-one charger with 2 connectors, advertising display, and payment terminal. Alternate designations: DirectPowerPS 240 Flagship, DirectPowerPS 240
[7 empty] | DynaChrg | EVN300F | Stand alone Fleet 300 | DC | 300 | -1 | 300kW all-in-one charger with 2 connectors. Alternate designations: DirectPowerPS 300 Fleet, DirectPowerPS 300
[7 empty] | DynaChrg | EVN300P | Stand alone Advertising 300 | DC | 300 | -1 | 300kW all-in-one charger with 2 connectors, advertising display, and payment terminal. Alternate designations: DirectPowerPS 300 Flagship, DirectPowerPS 300
[7 empty] | DynaChrg | EVN360F | Stand alone Fleet 360 | DC | 360 | -1 | 360kW all-in-one charger with 2 connectors. Alternate designations: DirectPowerPS 360 Fleet, DirectPowerPS 360
[7 empty] | DynaChrg | EVN360P | Stand alone Advertising 360 | DC | 360 | -1 | 360kW all-in-one charger with 2 connectors, advertising display, and payment terminal. Alternate designations: DirectPowerPS 360 Flagship, DirectPowerPS 360
[7 empty] | DynaChrg | EVS160 | 160kW Standalone Unit | DC | 160 | -1 | Output range:200V-1000V efficiency:Up to 96% Full certification User-friendly ADA Multiple payment methods Support for customization PLUG& CHARGE Hardware 15118-Ready Can Output 350A CCS1 boost 500A NACS boost 400A
[7 empty] | DynaChrg | EVS240 | 240kW Standalone Unit | DC | 240 | -1 | Output range:200V-1000V efficiency:Up to 96% Full certification User-friendly ADA Multiple payment methods Support for customization PLUG& CHARGE Hardware 15118-Ready Can Output 350A CCS1 boost 500A NACS boost 400A
[7 empty] | DynaChrg | EVS480 | Distributed Model 480kW up to 3 Dual Port Dispensers | DC | 480 | -1 | Output range:200V-1000V efficiency:Up to 96% Full certification User-friendly ADA Multiple payment methods Support for customization PLUG& CHARGE Hardware 15118-Ready Air cooling output 350A Liquid cooling sustained maximum output 500A
[7 empty] | Eaton | CPE250C-625-CCS1-200A-****-ETN | Express 250 | DC | 62.5 | -1 | ChargePoint Express 250 Station (62.5 kW) - includes Express 250 Station, 2x Power Modules, 1x CCS1 200A cable, 1x CHAdeMO cable or NACS, North America Modem/SIM, cUL and UL listed, requires CPE250-CMT-IMPERIAL in US, CPE250-CMT-METRIC in Canada. CPE250-CMT-IMPERIAL/METRIC not included. FWHA and FTA compliant models available as well as with integrated EMV Chip Reader terminal.
[7 empty] | Eaton | CPE280-800-NA-CHIP-ETN | Express 280 DC Fast Charging Station | DC | 160 | -1 | [Paired Unit, Credit Card Reader sku] ChargePoint Express 280 Station (80 kW) - includes Express 280 Station, 2x Power Modules, 1 or 2 connectors including CCS1, CHAdeMO, NACS. North America Modem/SIM, cUL and UL listed, FWHA and FTA compliant models available.
[7 empty] | Eaton | CPE280-800-NA-CHIP-ETN | Express 280 DC Fast Charging Station | DC | 80 | -1 | [Single Unit, Credit Card Reader sku] ChargePoint Express 280 Station (80 kW) - includes Express 280 Station, 2x Power Modules, 1 or 2 connectors including CCS1, CHAdeMO, NACS. North America Modem/SIM, cUL and UL listed, FWHA and FTA compliant models available.
[7 empty] | Eaton | CPE280-800-NA-ETN | Express 280 DC Fast Charging Station | DC | 160 | -1 | [Paired Unit] ChargePoint Express 280 Station (80 kW) - includes Express 280 Station, 2x Power Modules, 1 or 2 connectors including CCS1, CHAdeMO, NACS. North America Modem/SIM, cUL and UL listed, FWHA and FTA compliant models available.
[7 empty] | Eaton | CPE280-800-NA-ETN | Express 280 DC Fast Charging Station | DC | 80 | -1 | [Single Unit] ChargePoint Express 280 Station (80 kW) - includes Express 280 Station, 2x Power Modules, 1 or 2 connectors including CCS1, CHAdeMO, NACS. North America Modem/SIM, cUL and UL listed, FWHA and FTA compliant models available.
[7 empty] | Eaton | CPE280-800-NA-FHWA-ETN | Express 280 DC Fast Charging Station | DC | 160 | -1 | [Paired Unit, FHWA sku] ChargePoint Express 280 Station (80 kW) - includes Express 280 Station, 2x Power Modules, 1 or 2 connectors including CCS1, CHAdeMO, NACS. North America Modem/SIM, cUL and UL listed, FWHA and FTA compliant models available.
[7 empty] | Eaton | CPE280-800-NA-FHWA-ETN | Express 280 DC Fast Charging Station | DC | 80 | -1 | [Single Unit, FHWA sku] ChargePoint Express 280 Station (80 kW) - includes Express 280 Station, 2x Power Modules, 1 or 2 connectors including CCS1, CHAdeMO, NACS. North America Modem/SIM, cUL and UL listed, FWHA and FTA compliant models available.
[7 empty] | Eaton | EXPP-PL20##-CHIP-ETN | Express Plus 2000 | DC | 500 | -1 | [CHIP sku]Express Plus system includes Power Block, Power Modules, and Power Link 2000 series; Each Power Link Dispenser can include 1 or 2 connctor including CCS, NACS, or CHAdeMO
[7 empty] | Eaton | EXPP-PL20##-ETN | Express Plus 2000 | DC | 500 | -1 | Express Plus system includes Power Block, Power Modules, and Power Link 2000 series; Each Power Link Dispenser can include 1 or 2 connctor including CCS, NACS, or CHAdeMO
[7 empty] | Eaton | EXPP-PL20##-FHWA-ETN | Express Plus 2000 | DC | 500 | -1 | [FHWA sku] Express Plus system includes Power Block, Power Modules, and Power Link 2000 series; Each Power Link Dispenser can include 1 or 2 connctor including CCS, NACS, or CHAdeMO
[7 empty] | Eaton | Express Plus 1000 Power Block: CPPB0001***-ETN PM1.5 43-001200-**-ETN EXPP-PL10##*-#*#*#-#*#*#-***-ETN | Express Plus | DC | 500 | -1 | Express Plus system includes Power Block, Power Modules, and Power Link 1000 series; Used for Fleet or Commercial.
[7 empty] | Eaton | GMDC100-CCSX2 | 100kW CCSX2 | DC | 100 | -1 | dual cable
[7 empty] | Eaton | GMDC125-CCSX2 | 125kW CCSX2 | DC | 125 | -1 | dual cable
[7 empty] | Eaton | GMDC150-CCS | 150kW CCS | DC | 150 | -1 | Single port
[7 empty] | Eaton | GMDC150-CCSX2 | 150kW CCSX2 | DC | 150 | -1 | dual cable
[7 empty] | Eaton | GMDC50-CCS | 50kW CCS | DC | 50 | -1 | Single port
[7 empty] | Eaton | GMDC50-CCSX2 | 50kW CCSX2 | DC | 50 | -1 | dual cable
[7 empty] | Eaton | GMDC75-CCSX2 | 75kW CCSX2 | DC | 75 | -1 | dual cable
[7 empty] | Ekoenergetyka | AXE-S2A7-66XX4XXXX, AXE-S2A7-65XX4XXXX | Axon Easy 120 | DC | 120 | 2 | Dual port.
[7 empty] | Ekoenergetyka | AXE-S2A8-60XX4XXXX, AXE-S2A8-06XX4XXXX, AXE-S2A8-50XX4XXXX, AXE-S2A8-05XX4XXXX | Axon Easy 150 | DC | 150 | 2 | Dual port.
[7 empty] | Ekoenergetyka | AXE-S2B0-65XX4XXXX, AXE-S2B0-66XX4XXXX | Axon Easy 180 | DC | 180 | 2 | Dual port.
[7 empty] | iENERGIE360 US INC. dba. Injet | iNSCDA120K1 | Ampax | DC | 120 | -1 | Dual port.
[7 empty] | iENERGIE360 US INC. dba. Injet | iNSCDA150K1 | Ampax | DC | 150 | -1 | Dual port.
[7 empty] | iENERGIE360 US INC. dba. Injet | iNSCDA180K1 | Ampax | DC | 180 | -1 | Dual port.
[7 empty] | iENERGIE360 US INC. dba. Injet | iNSCDA240K1 | Ampax | DC | 240 | -1 | Dual port.
[7 empty] | Espen | EVC/D060/S### | EVC/D060/S### | DC | 60 | 2 | 1x CCS1 connector 1x CHAdeMO connector
[7 empty] | Espen | EVC/D120/S### | EVC/D120/S### | DC | 120 | 2 | 1x CCS1 connector 1x CHAdeMO connector
[7 empty] | Espen | EVC/D180/S### | EVC/D180/S### | DC | 180 | 2 | 1x CCS1 connector 1x CHAdeMO connector; OCA Full and Security certificates under software version V1.00
[7 empty] | Espen | EVC/D360/S### | EVC/D360/S### | DC | 360 | -1 | Power Cabinet. 1x CCS1 connector or 1x CHAdeMO connector. Vetted dispensers are DDWU362T0TE2PN- RW DDWU362T0TE2N7-RW, DDWU362V00E2N7-RW DDWU362U0UE2PN-RW, DDWU362U0UE2N7-RW, DDWU362K0TE2PN-RW, DDWU362K0TE2N7-RW, DDWU362K0UE2PN-RW, DDWU362K0UE2N7-RW, DDWU362G00E2PN-RW, DDWU362G00E2N7-RW, DDWU362K00E2PN-RW, DDWU362K00E2N7-RW, DDWU362U00E2PN-RW, DDWU362U00E2N7-RW, DDWU362T00E2PN-RW, DDWU362T00E2N7-RW, DDWU362V0UE2PN-RW, DDWU362V0UE2N7-RW, DDWU362V0KE2PN-RW, DDWU362V0KE2N7-RW, DDWU362V0TE2PN-RW, DDWU362V0TE2N7-RW, DDWU362V00E2PN-RW.
[7 empty] | EverCharge | E800-1017-01 | DCFC 240kW Power Cabinet | DC | 240 | -1 | OCA Full and Security certificates under software version 1.2009.0 (alternate company name on OCA cert - Wanbang Digital Energy Co., Ltd.)
[7 empty] | EverCharge | E800-1029-01 | DCFC 240kW Power Dispenser, w/Dual 200A CCS1 | DC | 240 | -1 | OCA Full and Security certificates under software version 1.2009.0 (alternate company name on OCA cert - Wanbang Digital Energy Co., Ltd.)
[7 empty] | EverCharge | E800-1042-01 | DCFC 320kW All-in-One, w/ Dual CCS1 | DC | 320 | -1 | Dual port.
[7 empty] | EVSIS | JC-94F2-350-0T5 | DC Charger 350kW | DC | 350 | 2 | Dual port. CCS / NACS(Optional), OCPP 2.0.1 will be supported
[7 empty] | EVSIS | JC-94F2-400-0T5 | DC Charger 400kW | DC | 400 | 2 | Dual port. CCS / NACS(Optional), OCPP 2.0.1 will be supported
[7 empty] | EVSIS | JC-9932-100-CT | DC Charger 100kW | DC | 100 | 2 | CCS/CHAdeMO (optional), OCPP 2.0.1 will be supported
[7 empty] | EVSIS | JC-9932-180-CT | DC Charger 180kW | DC | 180 | 2 | Dual port. CCS / NACS(Optional), OCPP 2.0.1 will be supported
[7 empty] | EVSIS | JC-9932-240-CT | DC Charger 240kW | DC | 240 | 2 | Dual port. CCS / NACS(Optional), OCPP 2.0.1 will be supported
[7 empty] | FLO | Ultra | Ultra | DC | 320 | -1 | Dual port.
[7 empty] | Ford Pro Charging | DC Charging Station 120kW | DC Charging Station 120kW | DC | 120 | -1 | Dual port.
[7 empty] | Ford Pro Charging | DC Charging Station 240kW | DC Charging Station 240kW | DC | 240 | -1 | Dual port.
[7 empty] | Ford Pro Charging | FPC-DC0060AA-U## | 0 | DC | 60 | -1 | Single or Dual Port 2x CCS1 connector . NRTL listed as Power Electronics NB060SU20
[7 empty] | Ford Pro Charging | FPC-DC0120AA-U## | 0 | DC | 120 | -1 | 2x CCS1 200A or 300A connector NRTL listed as Power Electronics NB120SU20
[7 empty] | Free2Move | E21CH060Dx | 0 | DC | 60 | -1 | 1x CCS1 connector 1x CHAdeMO connector
[7 empty] | Free2Move | E21CH180## | 0 | DC | 180 | -1 | 1x CCS1 connector 1x CHAdeMO connector; OCA Full and Security certificates under software version V1.00
[7 empty] | Freewire | 900-00151-XX | Boost 150 | DC | 150 | -1 | Battery integrated DCFC
[7 empty] | Freewire | Boost 200 | Boost Charger 200 | DC | 200 | -1 | 1x CCS1 connector 1x CHAdeMO connector
[7 empty] | Gateway International 360 | GW-EV4400-120/XXX | GW-EV4400-120/XXX | DC | 120 | -1 | 1x CCS1 connector 1x CHAdeMO connector
[7 empty] | Gateway International 360 | GW-EV4400-180/XXX | GW-EV4400-180/XXX | DC | 180 | -1 | 1x CCS1 connector 1x CHAdeMO connector; OCA Full and Security certificates under software version V1.00
[7 empty] | Gateway International 360 | GW-EV4400-360/XXX | GW-EV4400-360/XXX | DC | 360 | -1 | Power Cabinet. 1x CCS1 connector or 1x CHAdeMO connector. Vetted dispensers are DDWU362T0TE2PN- RW DDWU362T0TE2N7-RW, DDWU362V00E2N7-RW DDWU362U0UE2PN-RW, DDWU362U0UE2N7-RW, DDWU362K0TE2PN-RW, DDWU362K0TE2N7-RW, DDWU362K0UE2PN-RW, DDWU362K0UE2N7-RW, DDWU362G00E2PN-RW, DDWU362G00E2N7-RW, DDWU362K00E2PN-RW, DDWU362K00E2N7-RW, DDWU362U00E2PN-RW, DDWU362U00E2N7-RW, DDWU362T00E2PN-RW, DDWU362T00E2N7-RW, DDWU362V0UE2PN-RW, DDWU362V0UE2N7-RW, DDWU362V0KE2PN-RW, DDWU362V0KE2N7-RW, DDWU362V0TE2PN-RW, DDWU362V0TE2N7-RW, DDWU362V00E2PN-RW.
[7 empty] | Gateway International 360 | GW-EV4400-60/XXX | GW-EV4400-60/XXX | DC | 60 | -1 | 1x CCS1 connector 1x CHAdeMO connector
[7 empty] | Gravity | GR-LH500CX | 0 | DC | 500 | -1 | 0
[7 empty] | Gravity | GT-AH200XX | 0 | DC | 200 | -1 | 0
[7 empty] | Gravity | GT-AV200XX | 0 | DC | 200 | -1 | 0
[7 empty] | Gravity | GT-LAV500EX | 0 | DC | 500 | -1 | 0
[7 empty] | Gravity | GT-LLH500EX | 0 | DC | 500 | -1 | 0
[7 empty] | Gravity | GT-LV500CX | 0 | DC | 500 | -1 | 0
[7 empty] | i-charging | blueberry | BB50 | DC | 50 | -1 | Dual port
[7 empty] | i-charging | blueberry CLUSTER | blueberry CLUSTER | DC | 500 | -1 | Four ports. Simultaneous charging, Dynamic Power Allocation, 50 to 900 kW. 1 to 3 Power Units (cabinets) and up to 4 plugs in dispenser and satellites
[7 empty] | i-charging | blueberry FUSION | blueberry FUSION | DC | 150 | -1 | Dual port. Simultaneous charging, Dynamic Power Allocation, 50, 100 and 150kW available
[7 empty] | i-charging | blueberry PLUS | PU 200 R2 / PU 300 R2 | DC | 500 | -1 | Four ports. Simultaneous charging, Dynamic Power Allocation, 50 to 900 kW. 1 to 3 Power Units (cabinets) and 1 Dispenser w 2 Plugs
[7 empty] | InCharge | ICE 480 | ICE 480 | DC | 480 | -1 | Supports both CCS and CHAdeMO standards with one or two connectors. This DC Split System is designed to provide high power charging with distributed dispenser and power conversion units.
[7 empty] | InCharge | ICE CUBE 200kWh/200kW Battery Buffer | ICE CUBE 200kWh/200kW Battery Buffer | DC | 240 | -1 | Battery integrated DCFC. Up to 4 ports.
[7 empty] | InCharge | ICE-120 | ICE-120 | DC | 120 | -1 | 1x CCS1 connector 1x CHAdeMO connector NRTL listed as Shenzhen InfyPower : EXP120K2-FD-UU2 & EXP120K2-FS-U2
[7 empty] | InCharge | ICE-180 | ICE-180 | DC | 180 | -1 | 1x CCS1 connector 1x CHAdeMO connector NRTL listed as Shenzhen InfyPower : EXP180K2-FD-UU2 & EXP180K2-FS-U2
[7 empty] | InCharge | ICE-60 | ICE-60 | DC | 60 | -1 | 1x CCS1 connector 1x CHAdeMO connector NRTL listed as Shenzhen InfyPower : EXP60K2-FD-UU2 & EXP60K2-FS-U2
[7 empty] | InCharge | ICE-66 V2X | ICE-66 V2X | DC V2G | 66 | -1 | Single or dual port. Supports both CCS and CHAdeMO. Up to 2 ports.
[7 empty] | InCharge | IDC600K3-FMR5-2 | ICE-600 | DC | 600 | -1 | Ten ports.
[7 empty] | Ingeteam | RAPID 120 | RAPID 120 | DC | 120 | -1 | Stand-alone. Single or dual port. CCS1, NACS and/or CHAdeMO.
[7 empty] | Ingeteam | RAPID 150 | RAPID 150 | DC | 150 | -1 | Stand-alone. Single or dual port. CCS1, NACS and/or CHAdeMO.
[7 empty] | Ingeteam | RAPID 180 | RAPID 180 | DC | 180 | -1 | Stand-alone. Single or dual port. CCS1, NACS and/or CHAdeMO.
[7 empty] | Ingeteam | RAPID 60E | RAPID 60E | DC | 60 | -1 | Stand-alone. Single or dual port. CCS1, NACS and/or CHAdeMO.
[7 empty] | Ingeteam | RAPID 90 | RAPID 90 | DC | 90 | -1 | Stand-alone. Single or dual port. CCS1, NACS and/or CHAdeMO.
[7 empty] | Integra Energy | IEV/D060/SXXX | IEV/D060/SXXX | DC | 60 | -1 | 1x CCS1 connector 1x CHAdeMO connector
[7 empty] | Integra Energy | IEV/D120/SXXX | IEV/D120/SXXX | DC | 120 | -1 | 1x CCS1 connector 1x CHAdeMO connector
[7 empty] | Integra Energy | IEV/D180/SXXX | IEV/D180/SXXX | DC | 180 | -1 | 1x CCS1 connector 1x CHAdeMO connector; OCA Full and Security certificates under software version V1.00
[7 empty] | Integra Energy | IEV/D360/SXXX | IEV/D360/SXXX | DC | 360 | -1 | Power Cabinet. 1x CCS1 connector or 1x CHAdeMO connector. Vetted dispensers are DDWU362T0TE2PN- RW DDWU362T0TE2N7-RW, DDWU362V00E2N7-RW DDWU362U0UE2PN-RW, DDWU362U0UE2N7-RW, DDWU362K0TE2PN-RW, DDWU362K0TE2N7-RW, DDWU362K0UE2PN-RW, DDWU362K0UE2N7-RW, DDWU362G00E2PN-RW, DDWU362G00E2N7-RW, DDWU362K00E2PN-RW, DDWU362K00E2N7-RW, DDWU362U00E2PN-RW, DDWU362U00E2N7-RW, DDWU362T00E2PN-RW, DDWU362T00E2N7-RW, DDWU362V0UE2PN-RW, DDWU362V0UE2N7-RW, DDWU362V0KE2PN-RW, DDWU362V0KE2N7-RW, DDWU362V0TE2PN-RW, DDWU362V0TE2N7-RW, DDWU362V00E2PN-RW.
[7 empty] | Jule (eCAMION) | Jule-100 | Jule Charger 100 | DC | 100 | -1 | DCFC that works with ESS w/ voltage range 650-800VDC
[7 empty] | Jule (eCAMION) | Jule-200 | Jule Charger 200 | DC | 200 | 2 | DCFC that works with ESS w/ voltage range 650-800VDC
[7 empty] | Jule (eCAMION) | Jule-350 | Jule Charger 350 | DC | 350 | -1 | DCFC that works with ESS w/ voltage range 650-800VDC
[7 empty] | Kempower | C50####### C80####### | C-Series | DC | 600 | -1 | Up to 8 ports. Kempower Power Unit supplies DC power to various distributed dispenser ouputs including but not limited to the Kempower Satellite (offers single or dual port configurations), the Kempower Liquid Cooled Satellite, etc.. Details about qualifications relevant to each variant is detailed in the corresponding notes section.
[7 empty] | Kempower | C501### | C-Series | DC | 200 | -1 | 1-4 power modules supporting max output range of 50-200kW
[7 empty] | Kempower | C502### | C-Series | DC | 350 | -1 | 1-7 power modules supporting max output range of 50-350kW
[7 empty] | Kempower | C503### | C-Series | DC | 350 | -1 | 1-7 power modules supporting max output range of 50-350kW
[7 empty] | Kempower | C801### | C-Series | DC | 200 | -1 | 1-4 power modules supporting max output range of 50-200kW
[7 empty] | Kempower | C802### | C-Series | DC | 350 | -1 | 1-7 power modules supporting max output range of 50-350kW
[7 empty] | Kempower | C803### | C-Series | DC | 350 | -1 | 1-7 power modules supporting max output range of 50-350kW
[7 empty] | Lincoln Electric | Velion 150 | Velion | DC | 150 | -1 | Single port.
[7 empty] | Loop Global | EVS-FLASH-300-D01 | Infinity Flash (with screen) | DC | 300 | 2 | Dual port with screen. Power cabinet required: EVS-FLASH- 360-PC01
[7 empty] | Loop Global | EVS-FLASH-300-D01-150 | Infinity Flash (with screen)(derated) | DC | 150 | 2 | 150kW max per port
[7 empty] | Loop Global | EVS-FLASH-300-D02 | Infinity Flash (without screen) | DC | 300 | 2 | Dual port without screen. Power cabinet required: EVS-FLASH- 360-PC01
[7 empty] | Loop Global | EVS-FLASH-300-D02-150 | Infinity Flash (without screen)(derated) | DC | 150 | 2 | 150kW max per port
[7 empty] | Lynkwell | LW141-DC480/480-SA-CC18 | LW141-DC480/480-SA-CC18 | DC | 480 | -1 | Dual port. 2x CCS1 connector
[7 empty] | Lynkwell | LW141-DC480/480-SA-CN-18 | LW141-DC480/480-SA-CN-18 | DC | 480 | -1 | Dual port. 1x CCS1 connector, 1x NACS/J3400 connector
[7 empty] | Lynkwell | LW141-DC480/400-SA-CC18 | LW141-DC480/400-SA-CC18 | DC | 400 | -1 | Dual port. 2x CCS1 connector
[7 empty] | Lynkwell | LW141-DC480/400-SA-CN18 | LW141-DC480/400-SA-CN18 | DC | 400 | -1 | Dual port. 1x CCS1 connector, 1x NACS/J3400 connector
[7 empty] | Lynkwell | LW141-DC480/320-SA-CC18 | LW141-DC480/320-SA-CC18 | DC | 320 | -1 | Dual port. 2x CCS1 connector
[7 empty] | Lynkwell | LW141-DC480/320-SA-CN18 | LW141-DC480/320-SA-CN18 | DC | 320 | -1 | Dual port. 1x CCS1 connector, 1x NACS/J3400 connector
[7 empty] | Lynkwell | LW141-DC100 | LW141-DC100 | DC | 100 | -1 | Single or dual port
[7 empty] | Lynkwell | LW141-DC120 | LW141-DC120 | DC | 120 | -1 | Single or dual port
[7 empty] | Lynkwell | LW141-DC140 | LW141-DC140 | DC | 140 | -1 | Single or dual port
[7 empty] | Lynkwell | LW141-DC160 | LW141-DC160 | DC | 160 | -1 | Single or dual port
[7 empty] | Lynkwell | LW141-DC180 | LW141-DC180 | DC | 180 | -1 | Single or dual port
[7 empty] | Lynkwell | LW141-DC200 | LW141-DC200 | DC | 200 | -1 | Single or dual port
[7 empty] | Lynkwell | LW141-DC220 | LW141-DC220 | DC | 220 | -1 | Single or dual port
[7 empty] | Lynkwell | LW141-DC240 | LW141-DC240 | DC | 240 | -1 | Single or dual port
[7 empty] | Lynkwell | LW141-DC60 | LW141-DC60 | DC | 60 | -1 | Single or dual port
[7 empty] | Lynkwell | LW141-DC640 | LW141-DC640 | DC | 640 | -1 | The DC HiPower has a power cabinet with dispenser set up. It comes in 320, 480, or 640kW options and can be purchased with 2, 4, 6, or 8 ports depending on the number of dispensers.
[7 empty] | Lynkwell | LW141-DC80 | LW141-DC80 | DC | 80 | -1 | Single or dual port
[7 empty] | Lynkwell | LW301-DC240 | LW301-DC240 | DC | 240 | -1 | OCA Full and Security certificates under software version 1.2009.0 (alternate company name on OCA cert - Wanbang Digital Energy Co., Ltd.)
[7 empty] | Lynkwell | LW301-DC320 | LW301-DC320 | DC | 320 | -1 | Dual port.
[7 empty] | Nidec | EVDIS-L120DAWM010 | DirectPowerPS Tower 120 Flagship | DC | 120 | -1 | 120kW all-in-one charger with 2 connectors, advertising display, and payment terminal. Alternate designations: DirectPowerPS 120 Flagship, DirectPowerPS 120
[7 empty] | Nidec | EVDIS-L120DFW00041 | DirectPowerPS Tower 120 Fleet | DC | 120 | -1 | 120kW all-in-one charger with 2 connectors. Alternate designations: DirectPowerPS 120 Fleet, DirectPowerPS 120
[7 empty] | Nidec | EVDIS-L180DAWM010 | DirectPowerPS Tower 180 Flagship | DC | 180 | -1 | 180kW all-in-one charger with 2 connectors, advertising display, and payment terminal. Alternate designations: DirectPowerPS 180 Flagship, DirectPowerPS 180
[7 empty] | Nidec | EVDIS-L180DFW00041 | DirectPowerPS Tower 180 Fleet | DC | 180 | -1 | 180kW all-in-one charger with 2 connectors. Alternate designations: DirectPowerPS 180 Fleet, DirectPowerPS 180
[7 empty] | Nidec | EVDIS-L240DAWM000 | DirectPowerPS Tower 240 Flagship | DC | 240 | -1 | 240kW all-in-one charger with 2 connectors, advertising display, and payment terminal. Alternate designations: DirectPowerPS 240 Flagship, DirectPowerPS 240
[7 empty] | Nidec | EVDIS-L240DFW00031 | DirectPowerPS Tower 240 Fleet | DC | 240 | -1 | 240kW all-in-one charger with 2 connectors. Alternate designations: DirectPowerPS 240 Fleet, DirectPowerPS 240
[7 empty] | Nidec | EVDIS-L300DAWM000 | DirectPowerPS Tower 300 Flagship | DC | 300 | -1 | 300kW all-in-one charger with 2 connectors, advertising display, and payment terminal. Alternate designations: DirectPowerPS 300 Flagship, DirectPowerPS 300
[7 empty] | Nidec | EVDIS-L300DFW00031 | DirectPowerPS Tower 300 Fleet | DC | 300 | -1 | 300kW all-in-one charger with 2 connectors. Alternate designations: DirectPowerPS 300 Fleet, DirectPowerPS 300
[7 empty] | Nidec | EVDIS-L360DAWM000 | DirectPowerPS Tower 360 Flagship | DC | 360 | -1 | 360kW all-in-one charger with 2 connectors, advertising display, and payment terminal. Alternate designations: DirectPowerPS 360 Flagship, DirectPowerPS 360
[7 empty] | Nidec | EVDIS-L360DFW00031 | DirectPowerPS Tower 360 Fleet | DC | 360 | -1 | 360kW all-in-one charger with 2 connectors. Alternate designations: DirectPowerPS 360 Fleet, DirectPowerPS 360
[7 empty] | Nuvve | TP-160DC-V1G-H1-C, TP-160DC-V1G-H1-N, TP-160DC-V1G-H2-CC, TP-160DC-V1G-H2-NN, TP-160DC-V1G-H2-NC, TP-160DC-V1G-H1-C-BA, TP-160DC-V1G-H1-N-BA, TP-160DC-V1G-H2-CC-BA, TP-160DC-V1G-H2-NN-BA, TP-160DC-V1G-H2-NC-BA | EVSE Nuvve DCFC 160kW Smart Charging Station (Single or Dual Port, CCS1 or NACS, Power Sharing, non-BABA or BABA) | DC | 160 | -1 | Dual port. Can be configured with: 2x CCS, 2x NACS, 2x CHAdeMO, 1x CCS + 1x NACS, 1x CCS + 1x CHAdeMO
[7 empty] | Nuvve | TP-180DC-V1G-H1-C, TP-180DC-V1G-H1-N, TP-180DC-V1G-H2-CC, TP-180DC-V1G-H2-NN, TP-180DC-V1G-H2-NC, TP-180DC-V1G-H1-C-BA, TP-180DC-V1G-H1-N-BA, TP-180DC-V1G-H2-CC-BA, TP-180DC-V1G-H2-NN-BA, TP-180DC-V1G-H2-NC-BA | EVSE Nuvve DCFC 180kW Smart Charging Station (Single or Dual Port, CCS1 or NACS, Power Sharing, non-BABA or BABA) | DC | 180 | -1 | Dual port. Can be configured with: 2x CCS, 2x NACS, 2x CHAdeMO, 1x CCS + 1x NACS, 1x CCS + 1x CHAdeMO
[7 empty] | Nuvve | TP-200DC-V1G-H2-CC | TP-200DC-V1G(-####) | DC | 200 | -1 | Dual Port, either 2x CCS or 1x CCS + 1x CHAdeMO
[7 empty] | Nuvve | TP-240DC-V1G-H2-CC | TP-240DC-V1G(-####) | DC | 240 | -1 | Dual Port, either 2x CCS or 1x CCS + 1x CHAdeMO
[7 empty] | Nuvve | TP-300HPDC-V1G-H1-C, TP-300HPDC-V1G-H1-N, TP-300HPDC-V1G-H2-CC, TP-300HPDC-V1G-H2-NN, TP-300HPDC-V1G-H2-NC, TP-300HPDC-V1G-H1-C-BA, TP-300HPDC-V1G-H1-N-BA, TP-300HPDC-V1G-H2-CC-BA, TP-300HPDC-V1G-H2-NN-BA, TP-300HPDC-V1G-H2-NC-BA | EVSE Nuvve DCFC 300kW Smart Charging Station (Single or Dual Port, CCS1 or NACS, Power Sharing, non-BABA or BABA) | DC | 300 | -1 | Dual Port, either 2x CCS or 1x CCS + 1x CHAdeMO
[7 empty] | Nuvve | TP-360HPDC-V1G-H1-C, TP-360HPDC-V1G-H1-N, TP-360HPDC-V1G-H2-CC, TP-360HPDC-V1G-H2-NN, TP-360HPDC-V1G-H2-NC, TP-360HPDC-V1G-H1-C-BA, TP-360HPDC-V1G-H1-N-BA, TP-360HPDC-V1G-H2-CC-BA, TP-360HPDC-V1G-H2-NN-BA, TP-360HPDC-V1G-H2-NC-BA | EVSE Nuvve DCFC 360kW Smart Charging Station (Single or Dual Port, CCS1 or NACS, Power Sharing, non-BABA or BABA) | DC | 360 | -1 | Dual Port, either 2x CCS or 1x CCS + 1x CHAdeMO
[7 empty] | Sinexcel | SEC1000/160Y-H-U； SEC1000/160Y-T-U； SEC1000/160Y-HH-U； SEC1000/160Y-TT-U； SEC1000/160Y-HT-U； SEC1000/120Y-H-U； SEC1000/120Y-T-U； SEC1000/120Y-HH-U； SEC1000/120Y-TT-U； SEC1000/120Y-HT-U； SEC1000/60Y-C-U； SEC1000/60Y-S-U； SEC1000/60Y-CC-U； SEC1000/60Y-SS-U； SEC1000/60Y-SC-U； | SEC160 | DC | 160 | 2 | Output range:200V-1000V efficiency:Up to 96% Full certification User-friendly ADA Multiple payment methods Support for customization PLUG& CHARGE Hardware 15118-Ready Can Output 350A CCS1 boost 500A NACS boost 400A
[7 empty] | Sinexcel | SEC1000/240Y-H-U SEC1000/240Y-HH-U SEC1000/240Y-HJ-U SEC1000/240Y-T-U SEC1000/240Y-HT-U SEC1000/240Y-TJ-U SEC1000/240Y-TT-U | SEC 240 | DC | 240 | 2 | Output range:200V-1000V efficiency:Up to 96% Full certification User-friendly ADA Multiple payment methods Support for customization PLUG& CHARGE Hardware 15118-Ready Can Output 350A CCS1 boost 500A NACS boost 400A
[7 empty] | Sinexcel | SEC1000/360F-N-U SEC1000/480F-N-U SEC1000/200U-C-U SEC1000/200U-CC-U SEC1000/200U-CJ-U SEC1000/300U-H-U SEC1000/300U-HH-U SEC1000/300U-HC-U SEC1000/300U-HJ-U SEC1000/500U-F-U SEC1000/500U-FH-U SEC1000/500U-FC-U SEC1000/500U-FJ-U SEC1000/300U-T-U SEC1000/300U-TJ-U SEC1000/300U-HT-U SEC1000/300U-TT-U SEC1000/300U-TC-U SEC1000/500U-FT-U | SEC 480 | DC | 480 | 2 | Output range:200V-1000V efficiency:Up to 96% Full certification User-friendly ADA Multiple payment methods Support for customization PLUG& CHARGE Hardware 15118-Ready Air cooling output 350A Liquid cooling sustained maximum output 500A
[7 empty] | StarCharge | DC3200AN147XYZ/ DC2800AN147XYZ/ DC2400AN147XYZ/ DC1800AN147XYZ/ DC1500AN147XYZ/ DC1200AN147XYZ | Titan 320kW | DC | 320 | -1 | Dual port.
[7 empty] | StarCharge | Neptune 240kW | Neptune 240kW | DC | 240 | -1 | OCA Full and Security certificates under software version 1.2009.0 (alternate company name on OCA cert - Wanbang Digital Energy Co., Ltd.)
[7 empty] | TECO-Westinghouse | DOWU362 | Nexe VersaCharge 120kW | DC | 360 | -1 | Power Cabinet. 1x CCS1 connector or 1x CHAdeMO connector. Vetted dispensers are DDWU362T0TE2PN- RW DDWU362T0TE2N7-RW, DDWU362V00E2N7-RW DDWU362U0UE2PN-RW, DDWU362U0UE2N7-RW, DDWU362K0TE2PN-RW, DDWU362K0TE2N7-RW, DDWU362K0UE2PN-RW, DDWU362K0UE2N7-RW, DDWU362G00E2PN-RW, DDWU362G00E2N7-RW, DDWU362K00E2PN-RW, DDWU362K00E2N7-RW, DDWU362U00E2PN-RW, DDWU362U00E2N7-RW, DDWU362T00E2PN-RW, DDWU362T00E2N7-RW, DDWU362V0UE2PN-RW, DDWU362V0UE2N7-RW, DDWU362V0KE2PN-RW, DDWU362V0KE2N7-RW, DDWU362V0TE2PN-RW, DDWU362V0TE2N7-RW, DDWU362V00E2PN-RW.
[7 empty] | TECO-Westinghouse | DSWU122 | Nexe VersaCharge 180kW | DC | 120 | -1 | 1x CCS1 connector 1x CHAdeMO connector
[7 empty] | TECO-Westinghouse | DSWU601 | Nexe VersaCharge 90kW | DC | 60 | -1 | 1x CCS1 connector 1x CHAdeMO connector
[7 empty] | TECO-Westinghouse | DSWU901 | 0 | DC | 90 | -1 | 1x CCS1 connector 1x CHAdeMO connector
[7 empty] | Tellus Power | TP-EVPD-160kW (TP5-160-480) | 0 | DC | 160 | -1 | Dual Port ; either 2 x CCS or 1x CCS + 1x CHAdeMO or or 1x CCS + 1x NACS or 2 x NACS
[7 empty] | Tellus Power | TP-EVPD-180kW (TP5-180-480) | 0 | DC | 180 | -1 | Dual Port ; either 2 x CCS or 1x CCS + 1x CHAdeMO or or 1x CCS + 1x NACS or 2 x NACS
[7 empty] | Tellus Power | TP-EVPD-200kW (TP5-200-480) | 0 | DC | 200 | -1 | Dual Port ; either 2 x CCS or 1x CCS + 1x CHAdeMO or or 1x CCS + 1x NACS or 2 x NACS
[7 empty] | Tellus Power | TP-EVPD-240kW (TP5-240-480) | 0 | DC | 240 | -1 | Dual Port ; either 2 x CCS or 1x CCS + 1x CHAdeMO or or 1x CCS + 1x NACS or 2 x NACS
[7 empty] | Tellus Power | TP-EVPD-300kW (TP5-300-480) | 0 | DC | 300 | -1 | Dual Port ; either 2 x CCS or 1x CCS + 1x CHAdeMO or or 1x CCS + 1x NACS or 2 x NACS
[7 empty] | Tellus Power | TP-EVPD-360kW (TP5-360-480) | 0 | DC | 360 | -1 | Dual Port ; either 2 x CCS or 1x CCS + 1x CHAdeMO or or 1x CCS + 1x NACS or 2 x NACS
[7 empty] | Tritium | PKM150 | 0 | DC | 150 | -1 | Charging station is DC-fed
[7 empty] | Tritium | TRI-153-RTM-02-050-#### | RTM 50 | DC | 50 | -1 | 1x CCS1 connector 1x CHAdeMO connector
[7 empty] | Tritium | TRI-153-RTM-02-075-#### | RTM 75 | DC | 75 | -1 | 1x CCS1 connector 1x CHAdeMO connector
[7 empty] | TurnOnGreen | FSP1200/CPEVDC-120KW-# | FSP1200 | DC | 120 | -1 | Single Port, CCS connector
[7 empty] | TurnOnGreen | FSP600/CPEVDC-60KW-# | FSP600 | DC | 60 | -1 | Single Port, CCS connector
[7 empty] | XCharge | C6AM150XX | C6AM150XX | DC | 150 | -1 | Standalone DCFC, no HPC needed, runs off its own power
[7 empty] | XCharge | C6AM200XX (125kW) | C6AM200XX (125kW) | DC | 125 | -1 | Runs on 208 3P power, standalone DCFC
[7 empty] | XCharge | C6AM90XX | C6AM90XX | DC | 95 | -1 | Runs on 208 3P power, standalone DCFC
[7 empty] | Xcharge | C7AM-240-CC / C7AM-240-LQ- CC | C7AM | DC | 240 | -1 | Dual port DCFC (up to 400kW), available with both CCS1 and NACS (liquid or air cooled cable)
[7 empty] | Xcharge | C7AM-280-CC / C7AM-280-LQ-CC | C7AM | DC | 280 | -1 | Dual port DCFC (up to 400kW), available with both CCS1 and NACS (liquid or air cooled cable)
[7 empty] | Xcharge | C7AM-320-CC / C7AM-320-LQ-CC | C7AM | DC | 320 | -1 | Dual port DCFC (up to 400kW), available with both CCS1 and NACS (liquid or air cooled cable)
[7 empty] | Xcharge | C7AM-360-CC / C7AM-360-LQ-CC | C7AM | DC | 360 | -1 | Dual port DCFC (up to 400kW), available with both CCS1 and NACS (liquid or air cooled cable)
[7 empty] | Xcharge | C7AM-400-CC / C7AM-400-LQ-CC | C7AM | DC | 400 | -1 | Dual port DCFC (up to 400kW), available with both CCS1 and NACS (liquid or air cooled cable)
[7 empty] | Zerova | DD3.0/3.5 Dispenser: DDWU362/DDWA362 | DO/DD Series: DD3.0/3.5 Dispenser | DC | 360 | -1 | 0
[7 empty] | Zerova | DO360: DOWU362/DOWA362 | DO/DD Series: DO360 | DC | 360 | -1 | Power Cabinet. 1x CCS1 connector or 1x CHAdeMO connector. Vetted dispensers are DDWU362T0TE2PN- RW DDWU362T0TE2N7-RW, DDWU362V00E2N7-RW DDWU362U0UE2PN-RW, DDWU362U0UE2N7-RW, DDWU362K0TE2PN-RW, DDWU362K0TE2N7-RW, DDWU362K0UE2PN-RW, DDWU362K0UE2N7-RW, DDWU362G00E2PN-RW, DDWU362G00E2N7-RW, DDWU362K00E2PN-RW, DDWU362K00E2N7-RW, DDWU362U00E2PN-RW, DDWU362U00E2N7-RW, DDWU362T00E2PN-RW, DDWU362T00E2N7-RW, DDWU362V0UE2PN-RW, DDWU362V0UE2N7-RW, DDWU362V0KE2PN-RW, DDWU362V0KE2N7-RW, DDWU362V0TE2PN-RW, DDWU362V0TE2N7-RW, DDWU362V00E2PN-RW.
[7 empty] | Zerova | DQ480: DQWU482/DQWA482 | DQ Series: DQ480 | DC | 480 | -1 | Configurable to four or two cables
[7 empty] | Zerova | DQWA242 | DQ240 | DC | 240 | -1 | Configurable to four or two cables
[7 empty] | Zerova | DQWA360 | DQ360 | DC | 360 | -1 | Configurable to four or two cables
[7 empty] | Zerova | DS120: DSWU122/DSWA122 | DS Series: DS120 | DC | 120 | -1 | 1x CCS1 connector 1x CHAdeMO connector
[7 empty] | Zerova | DS150: DSWU152/DSWA152 | DS Series: DS150 | DC | 150 | -1 | 1x CCS1 connector 1x CHAdeMO connector
[7 empty] | Zerova | DS180: DSWU182/DSWA182 | DS Series: DS180 | DC | 180 | -1 | 1x CCS1 connector 1x CHAdeMO connector; OCA Full and Security certificates under software version V1.00
[7 empty] | Zerova | DS60: DSWU601/DSWA601/SF##601 | DS Series: DS60/SF60 | DC | 60 | -1 | 1x CCS1 connector 1x CHAdeMO connector
[7 empty] | Zerova | DS90: DSWU901/DSWA901 | DS Series: DS90 | DC | 90 | -1 | 1x CCS1 connector 1x CHAdeMO connector
[7 empty] | Zerova | DT240: DTWA240 | DT Series: DT240 | DC | 240 | -1 | Configurable to four or two cables
[7 empty] | Zerova | DZ480: DZWU482/DEZWA482 | DZ Series: DZ480 | DC | 480 | -1 | Configurable to two, four, or six cables

## DLC (hidden)
DLC Product List
Updated February 6, 2026
Org D (DCFC, Public, Min. 50kW) | [6 empty] | Org D (DCFC, Fleet) | [6 empty] | Org D (L2) | [6 empty] | Networks |  |  |  | Networks - FLEET ONLY
Brand | Model | Type | Max Power (kW) | J3400 | CTEP | Notes | Brand | Model | Type | Max Power (kW) | J3400 | CTEP | Notes | Brand | Model | Type | Max Power (kW) | EnergyStar | J3400 | Notes | Brand | Network | OCPP 2.0.1 Capable | Notes | Brand | Network | OCPP 2.0.1 Capable | Notes
ABB | A400 | DC | 400 | -1 | -1 | Dual port. | ABB | A400 | DC | 400 | -1 | -1 | Dual port. | Autel | AC W12-L-4G | AC | 12 | 2 | 0 | Single Port ; OCPP Full Certificate with software version V1.13.97 | AmpUp | AmpUp | 1 | 0 | AmpControl Technologies, inc. | AmpControl | 1 | 0
ABB | C50S#NA### | DC | 50 | 1 | 2 | Dual port. | ABB | C50S#NA### | DC | 50 | 1 | 2 | Dual port. | Autel | AC W12-L-4G-40 | AC | 8.3 | 2 | 0 | Single Port. This is the same model as the W12-L-4G. The charger can be derated to 40A and thus be eligible for SCE's Charge Ready Light Duty program. SCE added -40 at the end to differentiate it from the 50A version. | Autel | Autel Cloud | 1 | OCPP Full certificate for software version 2.0.105 | AMPECO | AMPECO Charge | 1 | 0
ABB | HVC 150-C | DC | 150 | 0 | -1 | The HVC150-C is a depot style charger that can have up to 3 CCS1 depot boxes charging sequentially. | ABB | HVC 150-C | DC | 150 | 0 | -1 | The HVC150-C is a depot style charger that can have up to 3 CCS1 depot boxes charging sequentially. | Autel | Maxi UW19C002 | AC | 19.2 | 2 | -1 | Single port. | Blink | Blink Network | -1 | 0 | AmpUp | AmpUp | 1 | 0
ABB | HVC200-4D/2D | DC | 200 | 0 | -1 | Each power level can connect to a max of 4 Charging Interfaces (Ports). Each of which may be a CCS1 or Pantographs. NRTL certficate covers the pantograph for the product as well. | ABB | HVC200-4D/2D | DC | 200 | 0 | -1 | Each power level can connect to a max of 4 Charging Interfaces (Ports). Each of which may be a CCS1 or Pantographs. NRTL certficate covers the pantograph for the product as well. | Autel | Maxi UW19CJ02 | AC | 19.2 | 2 | -1 | Single port. | BreatheEV | BreatheEV | 1 | 0 | Autel | Autel Cloud | 1 | OCPP Full certificate for software version 2.0.105
ABB | HVC300-4D/2D | DC | 300 | 0 | -1 | Each power level can connect to a max of 4 Charging Interfaces (Ports). Each of which may be a CCS1 or Pantographs. NRTL certficate covers the pantograph for the product as well. | ABB | HVC300-4D/2D | DC | 300 | 0 | -1 | Each power level can connect to a max of 4 Charging Interfaces (Ports). Each of which may be a CCS1 or Pantographs. NRTL certficate covers the pantograph for the product as well. | Autel | Maxi UW19L002 | AC | 19.2 | 2 | -1 | Single port. | CHAEVI | CHAEVI | 1 | 0 | Blink | Blink Network | -1 | 0
ABB | HVC360-4D/2D | DC | 360 | 0 | -1 | Each power level can connect to a max of 4 Charging Interfaces (Ports). Each of which may be a CCS1 or Pantographs. NRTL certficate covers the pantograph for the product as well. | ABB | HVC360-4D/2D | DC | 360 | 0 | -1 | Each power level can connect to a max of 4 Charging Interfaces (Ports). Each of which may be a CCS1 or Pantographs. NRTL certficate covers the pantograph for the product as well. | Autel | Maxi UW19L002-40 | AC | 9.6 | 2 | -1 | Single port. | ChargePoint | ChargePoint Network | 1 | 0 | BreatheEV | BreatheEV | 1 | 0
Alpitronic | HYC400-1 | DC | 100 | 1 | 2 | 1-4 Ports | Alpitronic | HYC400-1 | DC | 100 | 1 | 2 | 1-4 Ports | Autel | Maxi UW19LB02 | AC | 19.2 | 2 | -1 | Single port. | Epic Charging | Epic Charging | 1 | 0 | Buzze Inc. | Buzze | 1 | 0
Alpitronic | HYC400-2 | DC | 200 | 1 | 2 | 1-4 Ports | Alpitronic | HYC400-2 | DC | 200 | 1 | 2 | 1-4 Ports | Autel | Maxi UW19LJ02 | AC | 19.2 | 2 | -1 | Single port. | Espen | Espen | 1 | 0 | CHAEVI | CHAEVI | 1 | 0
Alpitronic | HYC400-3 | DC | 300 | 1 | 2 | 1-4 Ports | Alpitronic | HYC400-3 | DC | 300 | 1 | 2 | 1-4 Ports | Autel | Maxi UW19LJ02-40 | AC | 9.6 | 2 | -1 | Single port. | EV Connect | EVConnect | 1 | 0 | ChargePoint | ChargePoint Network | 1 | 0
Alpitronic | HYC400-4 | DC | 400 | 1 | 2 | 1-4 Ports | Alpitronic | HYC400-4 | DC | 400 | 1 | 2 | 1-4 Ports | Autel | UF####001 | AC | 19.2 | 2 | 0 | Single Port or Dual Port. No credit card reader | Integra Energy | Quick-Charge | 1 | 0 | DynaChrg | DynaChrg | 1 | 0
Alpitronic | HYC50 | DC | 50 | 1 | 2 | 1-2 Ports | Alpitronic | HYC50 | DC | 50 | 1 | 2 | 1-2 Ports | Autel | UF####1-40 | AC | 9.6 | 2 | 0 | Dual Port. This is the same model as the UF****01. The charger can be derated to 40A and thus be eligible for SCE's Charge Ready Light Duty program. SCE added -40 at the end to differentiate it from the other 80A version. | Loop Global | Loop EV Charging Network | -1 | 0 | Eaton | Eaton Network | -1 | 0
Autel | DC HiPower | DC | 640 | 0 | -1 | The DC HiPower has a power cabinet with dispenser set up. It comes in 320, 480, or 640kW options and can be purchased with 2, 4, 6, or 8 ports depending on the number of dispensers. | Autel | DC Compact - UW040A2501 | DC | 40 | 0 | -1 | Dual Port. | Autel | UF####101 | AC | 19.2 | 2 | 0 | Single Port or Dual Port | Monta | Monta | 1 | 0 | Electric Avenue | Electric Avenue | 1 | 0
Autel | MaxiCharger DH480 | DC | 480 | 1 | -1 | Dual or quad port. | Autel | DC HiPower | DC | 640 | 0 | -1 | The DC HiPower has a power cabinet with dispenser set up. It comes in 320, 480, or 640kW options and can be purchased with 2, 4, 6, or 8 ports depending on the number of dispensers. | Autel | UW12-J0610CA0002 | AC | 12 | 2 | 1 | Single port. | OpConnect | OpConnect Network | 1 | 0 | Epic Charging | Epic Charging | 1 | 0
Autel | MaxiCharger DH400 | DC | 400 | 1 | -1 | Dual or quad port. | Autel | MaxiCharger DH480 | DC | 480 | 1 | -1 | Dual or quad port. | Autel | UW12-J0610CA0002-40 | AC | 9.6 | 2 | 1 | Single port. | OPF Energy, LLC | OPF Energy, LLC | 1 | 0 | Espen | Espen | 1 | 0
Autel | MaxiCharger DH360 | DC | 360 | 1 | -1 | Dual or quad port. | Autel | MaxiCharger DH400 | DC | 400 | 1 | -1 | Dual or quad port. | Autel | UW12-J0610CA0002-32 | AC | 7.7 | 2 | 1 | Single port. | PowerPump | PowerPump | 1 | 0 | EV Connect | EVConnect | 1 | 0
Autel | MaxiCharger DH300 | DC | 300 | 1 | -1 | Dual or quad port. | Autel | MaxiCharger DH360 | DC | 360 | 1 | -1 | Dual or quad port. | Autel | UW12-J0650CA0002 | AC | 12 | 2 | 1 | Single port. | SWTCH Energy | SWTCH | 1 | 0 | EV Plus | EV+ Charging | 1 | 0
Autel | UF060A3001 | DC | 60 | 0 | -1 | Single or dual port | Autel | MaxiCharger DH300 | DC | 300 | 1 | -1 | Dual or quad port. | Autel | UW12-J0650CA0002-40 | AC | 9.6 | 2 | 1 | Single port. | The Mobility House | ChargePilot | 1 | 0 | Flipturn | Flipturn | -1 | 0
Autel | UF080A3001 | DC | 80 | 0 | -1 | Single or dual port | Autel | UF060A3001 | DC | 60 | 0 | -1 | Single or dual port | Autel | UW12-J0650CA0002-32 | AC | 7.7 | 2 | 1 | Single port. | Wevo Energy | Wevo Energy | 1 | 0 | Integra Energy | Quick-Charge | 1 | 0
Autel | UF100A3001 | DC | 100 | 0 | -1 | Single or dual port | Autel | UF080A3001 | DC | 80 | 0 | -1 | Single or dual port | Blink | 780 | AC | 19.2 | 2 | 1 | Single port. | Xeal | Xeal Network | 1 | 0 | IoTecha | IoT.ON | 1 | 0
Autel | UF120A3001 | DC | 120 | 0 | -1 | Single or dual port | Autel | UF100A3001 | DC | 100 | 0 | -1 | Single or dual port | Blink | 780 (40A) | AC | 9.6 | 2 | 0 | Dual Port, Standalone network capability |  |  |  |  | Loop Global | Loop EV Charging Network | -1 | 0
Autel | UF140A4001 | DC | 140 | 0 | -1 | Single or dual port | Autel | UF120A3001 | DC | 120 | 0 | -1 | Single or dual port | Blink | 780 (48A) | AC | 11.52 | 2 | 0 | Dual Port, Standalone network capability |  |  |  |  | Monta | Monta | 1 | 0
Autel | UF160A4001 | DC | 160 | 0 | -1 | Single or dual port | Autel | UF140A4001 | DC | 140 | 0 | -1 | Single or dual port | Blink | 780 Series | AC | 19.2 | 2 | 0 | Dual Port, Standalone network capability |  |  |  |  | OpConnect | OpConnect Network | 1 | 0
Autel | UF180A4001 | DC | 180 | 0 | -1 | Single or dual port | Autel | UF160A4001 | DC | 160 | 0 | -1 | Single or dual port | Blink | 880 (40A) | AC | 9.6 | 2 | 0 | Single or dual Port, Standalone network capability |  |  |  |  | OPF Energy, LLC | OPF Energy, LLC | 1 | 0
Autel | UF200A4001 | DC | 200 | 0 | -1 | Single or dual port | Autel | UF180A4001 | DC | 180 | 0 | -1 | Single or dual port | Blink | 880 (48A) | AC | 11.52 | 2 | 0 | Dual Port, Standalone network capability |  |  |  |  | PowerPump | PowerPump | 1 | 0
Autel | UF220A4001 | DC | 220 | 0 | -1 | Single or dual port | Autel | UF200A4001 | DC | 200 | 0 | -1 | Single or dual port | Blink | 880 (80A) | AC | 19.2 | 2 | 0 | Dual Port, Standalone network capability |  |  |  |  | SWTCH Energy | SWTCH | 1 | 0
Autel | UF240A4001 | DC | 240 | 0 | -1 | Single or dual port | Autel | UF220A4001 | DC | 220 | 0 | -1 | Single or dual port | Blink | IQW2-80U-M1-R2-N-25 (Advanced-LTE) Part Number 01-0207-LTE (IQ 200 Advanced) | AC | 19.2 | 2 | 0 | Single Port |  |  |  |  | The Mobility House | ChargePilot | 1 | 0
Blink | 01-0568 | DC | 300 | 1 | -1 | Dual Port ; either 2 x CCS or 1x CCS + 1x CHAdeMO or or 1x CCS + 1x NACS or 2 x NACS | Autel | UF240A4001 | DC | 240 | 0 | -1 | Single or dual port | Blink | IQW2-80U-M1-R2-N-25-40 (Advanced-LTE) 01-0207-LTE-40 (IQ 200 Advanced) | AC | 8.3 | 2 | 0 | Single Port |  |  |  |  | Wevo Energy | Wevo Energy | 1 | 0
Blink | 01-0569 | DC | 360 | 1 | -1 | Dual Port ; either 2 x CCS or 1x CCS + 1x CHAdeMO or or 1x CCS + 1x NACS or 2 x NACS | Blink | 9100 | DC | 40 | -1 | 2 | Single port. | BTC Power | EVP-2001-32-# | AC | 7.68 | 2 | -1 | Single port. BTC Power Hardware is network/backend agnostic, but also provide our own basic network option if needed |  |  |  |  | Xeal | Xeal Network | 1 | 0
Blink | 01-0578 | DC | 180 | 1 | -1 | Dual Port ; either 2 x CCS or 1x CCS + 1x CHAdeMO or or 1x CCS + 1x NACS or 2 x NACS | Blink | 01-0568 | DC | 300 | 1 | -1 | Dual Port ; either 2 x CCS or 1x CCS + 1x CHAdeMO or or 1x CCS + 1x NACS or 2 x NACS | BTC Power | EVP-2001-48-# | AC | 11.52 | 2 | -1 | Single port. BTC Power Hardware is network/backend agnostic, but also provide our own basic network option if needed
Blink | 01-0581 | DC | 240 | 1 | -1 | Dual Port ; either 2 x CCS or 1x CCS + 1x CHAdeMO or or 1x CCS + 1x NACS or 2 x NACS | Blink | 01-0569 | DC | 360 | 1 | -1 | Dual Port ; either 2 x CCS or 1x CCS + 1x CHAdeMO or or 1x CCS + 1x NACS or 2 x NACS | BTC Power | EVP-2001-48-#-40 | AC | 9.6 | 2 | -1 | Single port. BTC Power Hardware is network/backend agnostic, but also provide our own basic network option if needed
Blink | 200-000320-A | DC | 200 | 1 | -1 | Dual Port ; either 2 x CCS or 1x CCS + 1x CHAdeMO or or 1x CCS + 1x NACS or 2 x NACS | Blink | 01-0578 | DC | 180 | 1 | -1 | Dual Port ; either 2 x CCS or 1x CCS + 1x CHAdeMO or or 1x CCS + 1x NACS or 2 x NACS | BTC Power | EVP-2001-80-# | AC | 19.2 | 2 | -1 | Single port. BTC Power Hardware is network/backend agnostic, but also provide our own basic network option if needed
Blink | C50####### C80####### | DC | 600 | 1 | -1 | Up to 8 ports. Kempower Power Unit supplies DC power to various distributed dispenser ouputs including but not limited to the Kempower Satellite (offers single or dual port configurations), the Kempower Liquid Cooled Satellite, etc.. Details about qualifications relevant to each variant is detailed in the corresponding notes section. | Blink | 01-0581 | DC | 240 | 1 | -1 | Dual Port ; either 2 x CCS or 1x CCS + 1x CHAdeMO or or 1x CCS + 1x NACS or 2 x NACS | BTC Power | EVP-2001-80-#-40 | AC | 9.6 | 2 | -1 | Single port. BTC Power Hardware is network/backend agnostic, but also provide our own basic network option if needed
BorgWarner | RES-DCVC125-480-V2G | DC V2G | 125 | 0 | -1 | Power Cabinet, Firmware 603/0A16, Checksum A6AB Approved dispensers are RES-D2-CS20, 1x CCS1 connector and RES-D3-CS20, 1x CCS1 connector | Blink | 200-000320-A | DC | 200 | 1 | -1 | Dual Port ; either 2 x CCS or 1x CCS + 1x CHAdeMO or or 1x CCS + 1x NACS or 2 x NACS | BTC Power | EVP-2002-32-# | AC | 7.68 | 2 | -1 | Dual port. BTC Power Hardware is network/backend agnostic, but also provide our own basic network option if needed
BorgWarner | RES-DCVC60-480-V2G | DC V2G | 60 | 0 | -1 | Approved dispensers are RES-D2-CS20-V2G, 1x CCS1 connector and RES-D3-CS20-V2G, 1x CCS1 connector | Blink | C50####### C80####### | DC | 600 | 1 | -1 | Up to 8 ports. Kempower Power Unit supplies DC power to various distributed dispenser ouputs including but not limited to the Kempower Satellite (offers single or dual port configurations), the Kempower Liquid Cooled Satellite, etc.. Details about qualifications relevant to each variant is detailed in the corresponding notes section. | BTC Power | EVP-2002-48-# | AC | 11.52 | 2 | -1 | Dual port. BTC Power Hardware is network/backend agnostic, but also provide our own basic network option if needed
BTC Power | HPCD6-500-05-005 | DC | 360 | 1 | -1 | Can power up to 4 dual port Fleet Dispensers to 1 Power Cabinet and charge sequentially. can charge up to 8 vehicles sequentially as a result. | BorgWarner | RES-DCVC125-480-V2G | DC V2G | 125 | 0 | -1 | Power Cabinet, Firmware 603/0A16, Checksum A6AB Approved dispensers are RES-D2-CS20, 1x CCS1 connector and RES-D3-CS20, 1x CCS1 connector | BTC Power | EVP-2002-48-#-40 | AC | 9.6 | 2 | -1 | Dual port. BTC Power Hardware is network/backend agnostic, but also provide our own basic network option if needed
BTC Power | HPCD8-350-0# | DC | 180 | 1 | -1 | Can power up to 4 dual port Fleet Dispensers to 1 Power Cabinet and charge sequentially. can charge up to 8 vehicles sequentially as a result. | BorgWarner | RES-DCVC60-480-V2G | DC V2G | 60 | 0 | -1 | Approved dispensers are RES-D2-CS20-V2G, 1x CCS1 connector and RES-D3-CS20-V2G, 1x CCS1 connector | BTC Power | EVP-2002-80-# | AC | 19.2 | 2 | -1 | Dual port. BTC Power Hardware is network/backend agnostic, but also provide our own basic network option if needed
BTC Power | HPCT2-360-480-# | DC | 360 | 1 | -1 | BTC Power Hardware is network/backend agnostic, but also provide our own basic network option if needed | BTC Power | HPCD6-500-05-005 | DC | 360 | 1 | -1 | Can power up to 4 dual port Fleet Dispensers to 1 Power Cabinet and charge sequentially. can charge up to 8 vehicles sequentially as a result. | BTC Power | EVP-2002-80-#-40 | AC | 9.6 | 2 | -1 | Dual port. BTC Power Hardware is network/backend agnostic, but also provide our own basic network option if needed
BTC Power | HPCD7-350-###-01# | DC | 360 | 1 | 2 | BTC Power Hardware is network/backend agnostic, but also provide our own basic network option if needed | BTC Power | HPCD8-350-0# | DC | 180 | 1 | -1 | Can power up to 4 dual port Fleet Dispensers to 1 Power Cabinet and charge sequentially. can charge up to 8 vehicles sequentially as a result. | ChargePoint | CP6####-50A-##-40 | AC | 9.6 | 2 | 0 | CP6000 family, NA, AC Station, 1 or 2 x Type 1 Cable, 50A or 80A, 1-Phase, 18' or 23' Cable, 6' or 8' Cable Management Kit, Pedestal or Wall Mount, 8" Touch Display, Contactless Credit Card and RFID Reader, Cellular/Wi-Fi, UL, Power Share Jumper, 1YR Parts Warranty, Optional credit card reader
BTC Power | HPCT3-###-480-# / HPCD7-500-###-01# | DC | 360 | 1 | -1 | BTC Power Hardware is network/backend agnostic, but also provide our own basic network option if needed | BTC Power | HPCT2-360-480-# | DC | 360 | 1 | -1 | BTC Power Hardware is network/backend agnostic, but also provide our own basic network option if needed | ChargePoint | CP6####-50A-L## | AC | 12 | 2 | 0 | CP6000 family, NA, AC Station, 1 or 2 x Type 1 Cable, 50A or 80A, 1-Phase, 18' or 23' Cable, 6' or 8' Cable Management Kit, Pedestal or Wall Mount, 8" Touch Display, Contactless Credit Card and RFID Reader, Cellular/Wi-Fi, UL, Power Share Jumper, 1YR Parts Warranty, Optional credit card reader
BTC Power | L3A-180-480-### | DC | 180 | 1 | 2 | BTC Power Hardware is network/backend agnostic, but also provide our own basic network option if needed | BTC Power | HPCD7-350-###-01# | DC | 360 | 1 | 2 | BTC Power Hardware is network/backend agnostic, but also provide our own basic network option if needed | ChargePoint | CP6####-80A-L## | AC | 19.2 | 2 | 0 | CP6000 family, NA, AC Station, 1 or 2 x Type 1 Cable, 50A or 80A, 1-Phase, 18' or 23' Cable, 6' or 8' Cable Management Kit, Pedestal or Wall Mount, 8" Touch Display, Contactless Credit Card and RFID Reader, Cellular/Wi-Fi, UL, Power Share Jumper, 1YR Parts Warranty, Optional credit card reader
CENNTRO | DCC190C190 | DC | 180 | -1 | -1 | Dual port. | BTC Power | HPCT3-###-480-# / HPCD7-500-###-01# | DC | 360 | 1 | -1 | BTC Power Hardware is network/backend agnostic, but also provide our own basic network option if needed | ChargePoint | CT40##-GW1-*****## | AC | 7.2 | 2 | 0 | CT4000 family, NA, AC Station, 1 or 2 x Type 1 Cable, 30A, 1-Phase, 18' or 23' Cable, 6' or 8' Cable Management Kit, Pedestal or Wall Mount, 5.7" Display, Contactless Credit Card and RFID Reader
CHAEVI | CV-3FD120P-IUL3 | DC | 120 | 1 | 2 | Dual port. Stand-Alone Equipment 120,150,180kW Serial-UL listed. Dynamic Load Balancing Available. NACS Cable Adaptable | BTC Power | L3A-180-480-### | DC | 180 | 1 | 2 | BTC Power Hardware is network/backend agnostic, but also provide our own basic network option if needed | ChargeSmart EV | CSEV-AC-#P | AC | 19.2 | 2 | 0 | Single Port or Dual Port. No credit card reader
CHAEVI | CV-3FD150P-IUL3 | DC | 150 | 1 | 2 | Dual port. Stand-Alone Equipment 120,150,180kW Serial-UL listed. Dynamic Load Balancing Available. NACS Cable Adaptable | CENNTRO | DCC190C190 | DC | 180 | -1 | -1 | Dual port. | Chargie | CH-L-48-PRA-1-18 | AC | 11.52 | 2 | 0 | 0
CHAEVI | CV-3FD180P-IUL3 | DC | 180 | 1 | 2 | Dual port. Stand-Alone Equipment 120,150,180kW Serial-UL listed. Dynamic Load Balancing Available. NACS Cable Adaptable | CHAEVI | CV-3FD120P-IUL3 | DC | 120 | 1 | 2 | Dual port. Stand-Alone Equipment 120,150,180kW Serial-UL listed. Dynamic Load Balancing Available. NACS Cable Adaptable | Chargie | CH-L-48-PRA-1-18-32 | AC | 7.68 | 2 | 0 | 0
CHAEVI | CV-3FD120P-IUL | DC | 120 | 1 | 2 | Dual port. Stand-Alone Equipment 120,150,180kW Serial-UL listed. Dynamic Load Balancing Available. NACS Cable Adaptable | CHAEVI | CV-3FD150P-IUL3 | DC | 150 | 1 | 2 | Dual port. Stand-Alone Equipment 120,150,180kW Serial-UL listed. Dynamic Load Balancing Available. NACS Cable Adaptable | Chargie | CH-L-48-PRA-1-18-40 | AC | 9.6 | 2 | 0 | 0
CHAEVI | CV-3FD150P-IUL | DC | 150 | 1 | 2 | Dual port. Stand-Alone Equipment 120,150,180kW Serial-UL listed. Dynamic Load Balancing Available. NACS Cable Adaptable | CHAEVI | CV-3FD180P-IUL3 | DC | 180 | 1 | 2 | Dual port. Stand-Alone Equipment 120,150,180kW Serial-UL listed. Dynamic Load Balancing Available. NACS Cable Adaptable | Chargie | CH-L-48-PRA-1-25 | AC | 11.52 | 2 | 0 | 0
CHAEVI | CV-3FD180P-IUL | DC | 180 | 1 | 2 | Dual port. Stand-Alone Equipment 120,150,180kW Serial-UL listed. Dynamic Load Balancing Available. NACS Cable Adaptable | CHAEVI | CV-3FD120P-IUL | DC | 120 | 1 | 2 | Dual port. Stand-Alone Equipment 120,150,180kW Serial-UL listed. Dynamic Load Balancing Available. NACS Cable Adaptable | Chargie | CH-L-48-PRA-1-25-32 | AC | 7.68 | 2 | 0 | 0
CHAEVI | CV-3UD403P-NCC3 (CCS1/CCS1) | DC | 400 | -1 | 2 | All-in-One Equipment - UL, CTEP listed - Dynamic Load Balancing Available - CCS/NACS Cable | CHAEVI | CV-3FD150P-IUL | DC | 150 | 1 | 2 | Dual port. Stand-Alone Equipment 120,150,180kW Serial-UL listed. Dynamic Load Balancing Available. NACS Cable Adaptable | Chargie | CH-L-48-PRA-1-25-40 | AC | 9.6 | 2 | 0 | 0
CHAEVI | CV-3UD403P-NCN3 (CCS1/NACS) | DC | 400 | 1 | 2 | All-in-One Equipment - UL, CTEP listed - Dynamic Load Balancing Available - CCS/NACS Cable | CHAEVI | CV-3FD180P-IUL | DC | 180 | 1 | 2 | Dual port. Stand-Alone Equipment 120,150,180kW Serial-UL listed. Dynamic Load Balancing Available. NACS Cable Adaptable | Chargie | CH-L-48-PRAC-1-18 | AC | 11.52 | 2 | 0 | 0
CHAEVI | DCV-3FD120-ICN | DC | 120 | 1 | -1 | Dual port. Stand-Alone Equipment 120,150,180kW Serial-UL listed. Dynamic Load Balancing Available | CHAEVI | CV-3UD403P-NCC3 (CCS1/CCS1) | DC | 400 | -1 | 2 | All-in-One Equipment - UL, CTEP listed - Dynamic Load Balancing Available - CCS/NACS Cable | Chargie | CH-L-48-PRAC-1-18-32 | AC | 7.68 | 2 | 0 | 0
CHAEVI | DCV-3FD150-ICN | DC | 150 | 1 | -1 | Dual port. Stand-Alone Equipment 120,150,180kW Serial-UL listed. Dynamic Load Balancing Available | CHAEVI | CV-3UD403P-NCN3 (CCS1/NACS) | DC | 400 | 1 | 2 | All-in-One Equipment - UL, CTEP listed - Dynamic Load Balancing Available - CCS/NACS Cable | Chargie | CH-L-48-PRAC-1-18-40 | AC | 9.6 | 2 | 0 | 0
CHAEVI | DCV-3FD180-ICN | DC | 180 | 1 | -1 | Dual port. Stand-Alone Equipment 120,150,180kW Serial-UL listed. Dynamic Load Balancing Available | CHAEVI | DCV-3FD120-ICN | DC | 120 | 1 | -1 | Dual port. Stand-Alone Equipment 120,150,180kW Serial-UL listed. Dynamic Load Balancing Available | Chargie | CH-L-48-PRAC-1-25 | AC | 11.52 | 2 | 0 | 0
Charge America | MCS1200 | DC | 1200 | 0 | -1 | Allows 5 CCS and 1 MCS connector as well as de-rated configuration with 1, 2, … 5 CCS ports and 0 or 1 MCS port (subject for additional certification) | CHAEVI | DCV-3FD150-ICN | DC | 150 | 1 | -1 | Dual port. Stand-Alone Equipment 120,150,180kW Serial-UL listed. Dynamic Load Balancing Available | Chargie | CH-L-48-PRAC-1-25-32 | AC | 7.68 | 2 | 0 | 0
ChargePoint | CPE250C-625-CCS1-200A-**** | DC | 62.5 | 1 | -1 | ChargePoint Express 250 Station (62.5 kW) - includes Express 250 Station, 2x Power Modules, 1x CCS1 200A cable, 1x CHAdeMO cable or NACS, North America Modem/SIM, cUL and UL listed, requires CPE250-CMT-IMPERIAL in US, CPE250-CMT-METRIC in Canada. CPE250-CMT-IMPERIAL/METRIC not included. FWHA and FTA compliant models available as well as with integrated EMV Chip Reader terminal. | CHAEVI | DCV-3FD180-ICN | DC | 180 | 1 | -1 | Dual port. Stand-Alone Equipment 120,150,180kW Serial-UL listed. Dynamic Load Balancing Available | Chargie | CH-L-48-PRAC-1-25-40 | AC | 9.6 | 2 | 0 | 0
ChargePoint | CPE280-800-NA | DC | 160 | 1 | -1 | [Paired Unit] ChargePoint Express 280 Station (80 kW) - includes Express 280 Station, 2x Power Modules, 1 or 2 connectors including CCS1, CHAdeMO, NACS. North America Modem/SIM, cUL and UL listed, FWHA and FTA compliant models available. | Charge America | MCS1200 | DC | 1200 | 0 | -1 | Allows 5 CCS and 1 MCS connector as well as de-rated configuration with 1, 2, … 5 CCS ports and 0 or 1 MCS port (subject for additional certification) | Chargie | CH-L-48-PRACT-1-18 | AC | 11.52 | 2 | 0 | 0
ChargePoint | CPE280-800-NA | DC | 80 | 1 | -1 | [Single Unit] ChargePoint Express 280 Station (80 kW) - includes Express 280 Station, 2x Power Modules, 1 or 2 connectors including CCS1, CHAdeMO, NACS. North America Modem/SIM, cUL and UL listed, FWHA and FTA compliant models available. | ChargePoint | CPE250C-625-CCS1-200A-**** | DC | 62.5 | 1 | -1 | ChargePoint Express 250 Station (62.5 kW) - includes Express 250 Station, 2x Power Modules, 1x CCS1 200A cable, 1x CHAdeMO cable or NACS, North America Modem/SIM, cUL and UL listed, requires CPE250-CMT-IMPERIAL in US, CPE250-CMT-METRIC in Canada. CPE250-CMT-IMPERIAL/METRIC not included. FWHA and FTA compliant models available as well as with integrated EMV Chip Reader terminal. | Chargie | CH-L-48-PRACT-1-18-32 | AC | 7.68 | 2 | 0 | 0
ChargePoint | CPE280-800-NA-CHIP | DC | 160 | 1 | -1 | [Paired Unit, Credit Card Reader sku] ChargePoint Express 280 Station (80 kW) - includes Express 280 Station, 2x Power Modules, 1 or 2 connectors including CCS1, CHAdeMO, NACS. North America Modem/SIM, cUL and UL listed, FWHA and FTA compliant models available. | ChargePoint | CPE280-800-NA | DC | 160 | 1 | -1 | [Paired Unit] ChargePoint Express 280 Station (80 kW) - includes Express 280 Station, 2x Power Modules, 1 or 2 connectors including CCS1, CHAdeMO, NACS. North America Modem/SIM, cUL and UL listed, FWHA and FTA compliant models available. | Chargie | CH-L-48-PRACT-1-18-40 | AC | 9.6 | 2 | 0 | 0
ChargePoint | CPE280-800-NA-CHIP | DC | 80 | 1 | -1 | [Single Unit, Credit Card Reader sku] ChargePoint Express 280 Station (80 kW) - includes Express 280 Station, 2x Power Modules, 1 or 2 connectors including CCS1, CHAdeMO, NACS. North America Modem/SIM, cUL and UL listed, FWHA and FTA compliant models available. | ChargePoint | CPE280-800-NA | DC | 80 | 1 | -1 | [Single Unit] ChargePoint Express 280 Station (80 kW) - includes Express 280 Station, 2x Power Modules, 1 or 2 connectors including CCS1, CHAdeMO, NACS. North America Modem/SIM, cUL and UL listed, FWHA and FTA compliant models available. | Chargie | CH-L-48-PRACT-1-25 | AC | 11.52 | 2 | 0 | 0
ChargePoint | CPE280-800-NA-FHWA | DC | 160 | 1 | -1 | [Paired Unit, FHWA sku] ChargePoint Express 280 Station (80 kW) - includes Express 280 Station, 2x Power Modules, 1 or 2 connectors including CCS1, CHAdeMO, NACS. North America Modem/SIM, cUL and UL listed, FWHA and FTA compliant models available. | ChargePoint | CPE280-800-NA-CHIP | DC | 160 | 1 | -1 | [Paired Unit, Credit Card Reader sku] ChargePoint Express 280 Station (80 kW) - includes Express 280 Station, 2x Power Modules, 1 or 2 connectors including CCS1, CHAdeMO, NACS. North America Modem/SIM, cUL and UL listed, FWHA and FTA compliant models available. | Chargie | CH-L-48-PRACT-1-25-32 | AC | 7.68 | 2 | 0 | 0
ChargePoint | CPE280-800-NA-FHWA | DC | 80 | 1 | -1 | [Single Unit, FHWA sku] ChargePoint Express 280 Station (80 kW) - includes Express 280 Station, 2x Power Modules, 1 or 2 connectors including CCS1, CHAdeMO, NACS. North America Modem/SIM, cUL and UL listed, FWHA and FTA compliant models available. | ChargePoint | CPE280-800-NA-CHIP | DC | 80 | 1 | -1 | [Single Unit, Credit Card Reader sku] ChargePoint Express 280 Station (80 kW) - includes Express 280 Station, 2x Power Modules, 1 or 2 connectors including CCS1, CHAdeMO, NACS. North America Modem/SIM, cUL and UL listed, FWHA and FTA compliant models available. | Chargie | CH-L-48-PRACT-1-25-40 | AC | 9.6 | 2 | 0 | 0
ChargePoint | Express Plus 1000 Power Block: CPPB0001*** PM1.5 43-001200-** EXPP-PL10##*-#*#*#-#*#*#-*** | DC | 500 | 1 | -1 | Express Plus system includes Power Block, Power Modules, and Power Link 1000 series; Used for Fleet or Commercial. | ChargePoint | CPE280-800-NA-FHWA | DC | 160 | 1 | -1 | [Paired Unit, FHWA sku] ChargePoint Express 280 Station (80 kW) - includes Express 280 Station, 2x Power Modules, 1 or 2 connectors including CCS1, CHAdeMO, NACS. North America Modem/SIM, cUL and UL listed, FWHA and FTA compliant models available. | Chargie | CH-L-48-PRAT-1-18 | AC | 11.52 | 2 | 0 | 0
ChargePoint | Express Plus 2000 (EXPP-PL20##-CHIP) | DC | 500 | 1 | -1 | [CHIP sku]Express Plus system includes Power Block, Power Modules, and Power Link 2000 series; Each Power Link Dispenser can include 1 or 2 connctor including CCS, NACS, or CHAdeMO | ChargePoint | CPE280-800-NA-FHWA | DC | 80 | 1 | -1 | [Single Unit, FHWA sku] ChargePoint Express 280 Station (80 kW) - includes Express 280 Station, 2x Power Modules, 1 or 2 connectors including CCS1, CHAdeMO, NACS. North America Modem/SIM, cUL and UL listed, FWHA and FTA compliant models available. | Chargie | CH-L-48-PRAT-1-18-32 | AC | 7.68 | 2 | 0 | 0
ChargePoint | Express Plus 2000 (EXPP-PL20##-FHWA) | DC | 500 | 1 | -1 | [FHWA sku] Express Plus system includes Power Block, Power Modules, and Power Link 2000 series; Each Power Link Dispenser can include 1 or 2 connctor including CCS, NACS, or CHAdeMO | ChargePoint | Express Plus 1000 Power Block: CPPB0001*** PM1.5 43-001200-** EXPP-PL10##*-#*#*#-#*#*#-*** | DC | 500 | 1 | -1 | Express Plus system includes Power Block, Power Modules, and Power Link 1000 series; Used for Fleet or Commercial. | Chargie | CH-L-48-PRAT-1-18-40 | AC | 9.6 | 2 | 0 | 0
ChargePoint | Express Plus 2000 (EXPP-PL20##) | DC | 500 | 1 | -1 | Express Plus system includes Power Block, Power Modules, and Power Link 2000 series; Each Power Link Dispenser can include 1 or 2 connctor including CCS, NACS, or CHAdeMO | ChargePoint | Express Plus 2000 (EXPP-PL20##-CHIP) | DC | 500 | 1 | -1 | [CHIP sku]Express Plus system includes Power Block, Power Modules, and Power Link 2000 series; Each Power Link Dispenser can include 1 or 2 connctor including CCS, NACS, or CHAdeMO | Chargie | CH-L-48-PRAT-1-25 | AC | 11.52 | 2 | 0 | 0
ChargeSmart EV | CSEV-DC060 | DC | 60 | 0 | -1 | Single or dual port | ChargePoint | Express Plus 2000 (EXPP-PL20##-FHWA) | DC | 500 | 1 | -1 | [FHWA sku] Express Plus system includes Power Block, Power Modules, and Power Link 2000 series; Each Power Link Dispenser can include 1 or 2 connctor including CCS, NACS, or CHAdeMO | Chargie | CH-L-48-PRAT-1-25-32 | AC | 7.68 | 2 | 0 | 0
ChargeSmart EV | CSEV-DC080 | DC | 80 | 0 | -1 | Single or dual port | ChargePoint | Express Plus 2000 (EXPP-PL20##) | DC | 500 | 1 | -1 | Express Plus system includes Power Block, Power Modules, and Power Link 2000 series; Each Power Link Dispenser can include 1 or 2 connctor including CCS, NACS, or CHAdeMO | Chargie | CH-L-48-PRAT-1-25-40 | AC | 9.6 | 2 | 0 | 0
ChargeSmart EV | CSEV-DC100 | DC | 100 | 0 | -1 | Single or dual port | ChargeSmart EV | CSEV-DC060 | DC | 60 | 0 | -1 | Single or dual port | Espen | EVC/A48 | AC | 11.5 | 2 | 1 | Single port.
ChargeSmart EV | CSEV-DC120 | DC | 120 | 0 | -1 | Single or dual port | ChargeSmart EV | CSEV-DC080 | DC | 80 | 0 | -1 | Single or dual port | Espen | EVC/A48S | AC | 11.5 | 2 | 1 | Single port.
ChargeSmart EV | CSEV-DC140 | DC | 140 | 0 | -1 | Single or dual port | ChargeSmart EV | CSEV-DC100 | DC | 100 | 0 | -1 | Single or dual port | Espen | EVC/A48S-40 | AC | 9.6 | 2 | 1 | Single port.
ChargeSmart EV | CSEV-DC160 | DC | 160 | 0 | -1 | Single or dual port | ChargeSmart EV | CSEV-DC120 | DC | 120 | 0 | -1 | Single or dual port | Espen | EVC/A48SX2 | AC | 11.5 | 2 | 1 | Dual Port
ChargeSmart EV | CSEV-DC180 | DC | 180 | 0 | -1 | Single or dual port | ChargeSmart EV | CSEV-DC140 | DC | 140 | 0 | -1 | Single or dual port | Espen | EVC/A48SX2-40 | AC | 9.6 | 2 | 1 | Dual Port
ChargeSmart EV | CSEV-DC200 | DC | 200 | 0 | -1 | Single or dual port | ChargeSmart EV | CSEV-DC160 | DC | 160 | 0 | -1 | Single or dual port | Espen | EVC/A80 | AC | 19.2 | 2 | 1 | Single port.
ChargeSmart EV | CSEV-DC220 | DC | 220 | 0 | -1 | Single or dual port | ChargeSmart EV | CSEV-DC180 | DC | 180 | 0 | -1 | Single or dual port | Espen | EVC/A80S | AC | 19.2 | 2 | 1 | Single port.
ChargeSmart EV | CSEV-DC240 | DC | 240 | 0 | -1 | Single or dual port | ChargeSmart EV | CSEV-DC200 | DC | 200 | 0 | -1 | Single or dual port | Espen | EVC/A80S-40 | AC | 9.6 | 2 | 1 | Single port.
ChargeSmart EV | CSEV-DCHi | DC | 640 | 0 | -1 | The CSEV-DCHi has a power cabinet with dispenser set up. It comes in 320, 480, or 640kW options and can be purchased with 2, 4, 6, or 8 ports depending on the number of dispensers. | ChargeSmart EV | CSEV-DC220 | DC | 220 | 0 | -1 | Single or dual port | EvoCharge | EVO32-310-001 | AC | 7.7 | 2 | 0 | Single Port, Standalone network capability
ChargeTronix | CTX-AiO-120 | DC | 120 | 1 | 2 | Dual port. | ChargeSmart EV | CSEV-DC240 | DC | 240 | 0 | -1 | Single or dual port | EvoCharge | EVO32-310-002 | AC | 7.7 | 2 | 0 | Dual Port, Standalone network capability
ChargeTronix | CTX-AiO-160 | DC | 160 | 1 | 2 | Dual port. | ChargeSmart EV | CSEV-DCHi | DC | 640 | 0 | -1 | The CSEV-DCHi has a power cabinet with dispenser set up. It comes in 320, 480, or 640kW options and can be purchased with 2, 4, 6, or 8 ports depending on the number of dispensers. | EvoCharge | EVO32-320-001 | AC | 7.7 | 2 | 0 | Single Port, Standalone network capability
ChargeTronix | CTX-AiO-240 | DC | 240 | 1 | 2 | Dual port. | ChargeTronix | CTX-AiO-120 | DC | 120 | 1 | 2 | Dual port. | EvoCharge | EVO32-320-002 | AC | 7.7 | 2 | 0 | Dual Port, Standalone network capability
ChargeTronix | CTX-AiO-60 | DC | 60 | 1 | 2 | Dual port. | ChargeTronix | CTX-AiO-160 | DC | 160 | 1 | 2 | Dual port. | EVSE LLC | 3703 | AC | 9.6 | 2 | 0 | Single port, Must acquire Gateway for network connectivity
ChargeTronix | Power Cabinet: CTX-DSPB-360 Dispenser: CTX-DST | DC | 360 | 1 | -1 | Up to 6 ports. | ChargeTronix | CTX-AiO-240 | DC | 240 | 1 | 2 | Dual port. | EVSE LLC | 3722 | AC | 9.6 | 2 | 0 | Single port, Must acquire Gateway for network connectivity
ChargeTronix | Power Cabinet: CTX-DSPB-480 Dispenser: CTX-DST | DC | 480 | 1 | -1 | Up to 6 ports. | ChargeTronix | CTX-AiO-60 | DC | 60 | 1 | 2 | Dual port. | EVSE LLC | 3704 REV G | AC | 9.6 | 2 | 0 | Single port, Must acquire Gateway for network connectivity
ChargeTronix | TP-EVPD-160kW | DC | 160 | 1 | -1 | Dual Port ; either 2 x CCS or 1x CCS + 1x CHAdeMO or or 1x CCS + 1x NACS or 2 x NACS | ChargeTronix | Power Cabinet: CTX-DSPB-360 Dispenser: CTX-DST | DC | 360 | 1 | -1 | Up to 6 ports. | EVSE LLC | 3704-002 REV G | AC | 9.6 | 2 | 0 | Single port, Must acquire Gateway for network connectivity
ChargeTronix | TP-EVPD-180kW | DC | 180 | 1 | -1 | Dual Port ; either 2 x CCS or 1x CCS + 1x CHAdeMO or or 1x CCS + 1x NACS or 2 x NACS | ChargeTronix | Power Cabinet: CTX-DSPB-480 Dispenser: CTX-DST | DC | 480 | 1 | -1 | Up to 6 ports. | FractalEV | FR-802E1DRNAK | AC | 19.2 | 2 | 1 | Single port
ChargeTronix | TP-EVPD-200kW | DC | 200 | 1 | -1 | Dual Port ; either 2 x CCS or 1x CCS + 1x CHAdeMO or or 1x CCS + 1x NACS or 2 x NACS | ChargeTronix | TP-EVPD-160kW | DC | 160 | 1 | -1 | Dual Port ; either 2 x CCS or 1x CCS + 1x CHAdeMO or or 1x CCS + 1x NACS or 2 x NACS | FractalEV | FR-482E1DRNAK | AC | 11.5 | 2 | 1 | Single port
ChargeTronix | TP-EVPD-240kW | DC | 240 | 1 | -1 | Dual Port ; either 2 x CCS or 1x CCS + 1x CHAdeMO or or 1x CCS + 1x NACS or 2 x NACS | ChargeTronix | TP-EVPD-180kW | DC | 180 | 1 | -1 | Dual Port ; either 2 x CCS or 1x CCS + 1x CHAdeMO or or 1x CCS + 1x NACS or 2 x NACS | FractalEV | FR-482C1DRNAJ | AC | 11.5 | 2 | -1 | Single port
ChargeTronix | TP-EVPD-300kW | DC | 300 | 1 | -1 | Dual Port ; either 2 x CCS or 1x CCS + 1x CHAdeMO or or 1x CCS + 1x NACS or 2 x NACS | ChargeTronix | TP-EVPD-200kW | DC | 200 | 1 | -1 | Dual Port ; either 2 x CCS or 1x CCS + 1x CHAdeMO or or 1x CCS + 1x NACS or 2 x NACS | FractalEV | FR-802C1DRNAJ | AC | 19.2 | 2 | -1 | Single port
ChargeTronix | TP-EVPD-360kW | DC | 360 | 1 | -1 | Dual Port ; either 2 x CCS or 1x CCS + 1x CHAdeMO or or 1x CCS + 1x NACS or 2 x NACS | ChargeTronix | TP-EVPD-240kW | DC | 240 | 1 | -1 | Dual Port ; either 2 x CCS or 1x CCS + 1x CHAdeMO or or 1x CCS + 1x NACS or 2 x NACS | ICAPIA | ICACOP48 | AC | 11.5 | 2 | 1 | Single port.
DynaChrg | EVN120F | DC | 120 | -1 | -1 | 120kW all-in-one charger with 2 connectors. Alternate designations: DirectPowerPS 120 Fleet, DirectPowerPS 120 | ChargeTronix | TP-EVPD-300kW | DC | 300 | 1 | -1 | Dual Port ; either 2 x CCS or 1x CCS + 1x CHAdeMO or or 1x CCS + 1x NACS or 2 x NACS | LITE-ON | EX-1193-E | AC | 19.2 | 2 | 1 | Single port.
DynaChrg | EVN120P | DC | 120 | -1 | -1 | 120kW all-in-one charger with 2 connectors, advertising display, and payment terminal. Alternate designations: DirectPowerPS 120 Flagship, DirectPowerPS 120 | ChargeTronix | TP-EVPD-360kW | DC | 360 | 1 | -1 | Dual Port ; either 2 x CCS or 1x CCS + 1x CHAdeMO or or 1x CCS + 1x NACS or 2 x NACS | LITE-ON | EX-1193-H | AC | 19.2 | 2 | 1 | Single port.
DynaChrg | EVN180F | DC | 180 | -1 | -1 | 180kW all-in-one charger with 2 connectors. Alternate designations: DirectPowerPS 180 Fleet, DirectPowerPS 180 | DynaChrg | EVN120F | DC | 120 | -1 | -1 | 120kW all-in-one charger with 2 connectors. Alternate designations: DirectPowerPS 120 Fleet, DirectPowerPS 120 | LITE-ON | EX-1193-K | AC | 19.2 | 2 | 1 | Single port.
DynaChrg | EVN180P | DC | 180 | -1 | -1 | 180kW all-in-one charger with 2 connectors, advertising display, and payment terminal. Alternate designations: DirectPowerPS 180 Flagship, DirectPowerPS 180 | DynaChrg | EVN120P | DC | 120 | -1 | -1 | 120kW all-in-one charger with 2 connectors, advertising display, and payment terminal. Alternate designations: DirectPowerPS 120 Flagship, DirectPowerPS 120 | LITE-ON | EX-1193-M | AC | 19.2 | 2 | 1 | Single port.
DynaChrg | EVN240F | DC | 240 | -1 | -1 | 240kW all-in-one charger with 2 connectors. Alternate designations: DirectPowerPS 240 Fleet, DirectPowerPS 240 | DynaChrg | EVN180F | DC | 180 | -1 | -1 | 180kW all-in-one charger with 2 connectors. Alternate designations: DirectPowerPS 180 Fleet, DirectPowerPS 180 | LITE-ON | EX-1193-T | AC | 19.2 | 2 | 1 | Single port.
DynaChrg | EVN240P | DC | 240 | -1 | -1 | 240kW all-in-one charger with 2 connectors, advertising display, and payment terminal. Alternate designations: DirectPowerPS 240 Flagship, DirectPowerPS 240 | DynaChrg | EVN180P | DC | 180 | -1 | -1 | 180kW all-in-one charger with 2 connectors, advertising display, and payment terminal. Alternate designations: DirectPowerPS 180 Flagship, DirectPowerPS 180 | LITE-ON | W1-UC168-0MF1F0 | AC | 11.52 | 2 | 1 | Single port.
DynaChrg | EVN300F | DC | 300 | -1 | -1 | 300kW all-in-one charger with 2 connectors. Alternate designations: DirectPowerPS 300 Fleet, DirectPowerPS 300 | DynaChrg | EVN240F | DC | 240 | -1 | -1 | 240kW all-in-one charger with 2 connectors. Alternate designations: DirectPowerPS 240 Fleet, DirectPowerPS 240 | LITE-ON | W1-UC168-0MF1FR | AC | 11.52 | 2 | 1 | Single port.
DynaChrg | EVN300P | DC | 300 | -1 | -1 | 300kW all-in-one charger with 2 connectors, advertising display, and payment terminal. Alternate designations: DirectPowerPS 300 Flagship, DirectPowerPS 300 | DynaChrg | EVN240P | DC | 240 | -1 | -1 | 240kW all-in-one charger with 2 connectors, advertising display, and payment terminal. Alternate designations: DirectPowerPS 240 Flagship, DirectPowerPS 240 | LITE-ON | W1-UC168-0MJ1EP | AC | 11.52 | 2 | 1 | Single port.
DynaChrg | EVN360F | DC | 360 | -1 | -1 | 360kW all-in-one charger with 2 connectors. Alternate designations: DirectPowerPS 360 Fleet, DirectPowerPS 360 | DynaChrg | EVN300F | DC | 300 | -1 | -1 | 300kW all-in-one charger with 2 connectors. Alternate designations: DirectPowerPS 300 Fleet, DirectPowerPS 300 | LITE-ON | W1-UC168-0MK1ER | AC | 11.52 | 2 | 1 | Single port.
DynaChrg | EVN360P | DC | 360 | -1 | -1 | 360kW all-in-one charger with 2 connectors, advertising display, and payment terminal. Alternate designations: DirectPowerPS 360 Flagship, DirectPowerPS 360 | DynaChrg | EVN300P | DC | 300 | -1 | -1 | 300kW all-in-one charger with 2 connectors, advertising display, and payment terminal. Alternate designations: DirectPowerPS 300 Flagship, DirectPowerPS 300 | LITE-ON | W1-UC168-0ML1EP | AC | 11.52 | 2 | 1 | Single port.
DynaChrg | EVS160 | DC | 160 | 1 | -1 | Output range:200V-1000V efficiency:Up to 96% Full certification User-friendly ADA Multiple payment methods Support for customization PLUG& CHARGE Hardware 15118-Ready Can Output 350A CCS1 boost 500A NACS boost 400A | DynaChrg | EVN360F | DC | 360 | -1 | -1 | 360kW all-in-one charger with 2 connectors. Alternate designations: DirectPowerPS 360 Fleet, DirectPowerPS 360 | Loop Global | EVS-32A-L2-001 | AC | 7.68 | 2 | 0 | SAE J1772, Standalone network capability
DynaChrg | EVS240 | DC | 240 | 1 | -1 | Output range:200V-1000V efficiency:Up to 96% Full certification User-friendly ADA Multiple payment methods Support for customization PLUG& CHARGE Hardware 15118-Ready Can Output 350A CCS1 boost 500A NACS boost 400A | DynaChrg | EVN360P | DC | 360 | -1 | -1 | 360kW all-in-one charger with 2 connectors, advertising display, and payment terminal. Alternate designations: DirectPowerPS 360 Flagship, DirectPowerPS 360 | Loop Global | EVS-32A-L2-002 | AC | 7.68 | 2 | 0 | SAE J1772, Standalone network capability
DynaChrg | EVS480 | DC | 480 | 1 | -1 | Output range:200V-1000V efficiency:Up to 96% Full certification User-friendly ADA Multiple payment methods Support for customization PLUG& CHARGE Hardware 15118-Ready Air cooling output 350A Liquid cooling sustained maximum output 500A | DynaChrg | EVS160 | DC | 160 | 1 | -1 | Output range:200V-1000V efficiency:Up to 96% Full certification User-friendly ADA Multiple payment methods Support for customization PLUG& CHARGE Hardware 15118-Ready Can Output 350A CCS1 boost 500A NACS boost 400A | Loop Global | EVS-80A-L2-001 | AC | 19.2 | 2 | 0 | SAE J1772, Standalone network capability
Eaton | CPE250C-625-CCS1-200A-****-ETN | DC | 62.5 | 1 | -1 | ChargePoint Express 250 Station (62.5 kW) - includes Express 250 Station, 2x Power Modules, 1x CCS1 200A cable, 1x CHAdeMO cable or NACS, North America Modem/SIM, cUL and UL listed, requires CPE250-CMT-IMPERIAL in US, CPE250-CMT-METRIC in Canada. CPE250-CMT-IMPERIAL/METRIC not included. FWHA and FTA compliant models available as well as with integrated EMV Chip Reader terminal. | DynaChrg | EVS240 | DC | 240 | 1 | -1 | Output range:200V-1000V efficiency:Up to 96% Full certification User-friendly ADA Multiple payment methods Support for customization PLUG& CHARGE Hardware 15118-Ready Can Output 350A CCS1 boost 500A NACS boost 400A | Loop Global | EVS-80A-L2-002 | AC | 19.2 | 2 | 0 | SAE J1772, Standalone network capability
Eaton | CPE280-800-NA-CHIP-ETN | DC | 160 | 1 | -1 | [Paired Unit, Credit Card Reader sku] ChargePoint Express 280 Station (80 kW) - includes Express 280 Station, 2x Power Modules, 1 or 2 connectors including CCS1, CHAdeMO, NACS. North America Modem/SIM, cUL and UL listed, FWHA and FTA compliant models available. | DynaChrg | EVS480 | DC | 480 | 1 | -1 | Output range:200V-1000V efficiency:Up to 96% Full certification User-friendly ADA Multiple payment methods Support for customization PLUG& CHARGE Hardware 15118-Ready Air cooling output 350A Liquid cooling sustained maximum output 500A | Loop Global | EVS-80A-L2-002-40 | AC | 9.6 | 2 | 0 | SAE J1772, Standalone network capability
Eaton | CPE280-800-NA-CHIP-ETN | DC | 80 | 1 | -1 | [Single Unit, Credit Card Reader sku] ChargePoint Express 280 Station (80 kW) - includes Express 280 Station, 2x Power Modules, 1 or 2 connectors including CCS1, CHAdeMO, NACS. North America Modem/SIM, cUL and UL listed, FWHA and FTA compliant models available. | Eaton | CPE250C-625-CCS1-200A-****-ETN | DC | 62.5 | 1 | -1 | ChargePoint Express 250 Station (62.5 kW) - includes Express 250 Station, 2x Power Modules, 1x CCS1 200A cable, 1x CHAdeMO cable or NACS, North America Modem/SIM, cUL and UL listed, requires CPE250-CMT-IMPERIAL in US, CPE250-CMT-METRIC in Canada. CPE250-CMT-IMPERIAL/METRIC not included. FWHA and FTA compliant models available as well as with integrated EMV Chip Reader terminal. | RAB Lighting Inc. | EVC48 | AC | 11 | 2 | 1 | Single Port, Standalone network capability; OCA Full and Security certificates under software version V1.00
Eaton | CPE280-800-NA-ETN | DC | 160 | 1 | -1 | [Paired Unit] ChargePoint Express 280 Station (80 kW) - includes Express 280 Station, 2x Power Modules, 1 or 2 connectors including CCS1, CHAdeMO, NACS. North America Modem/SIM, cUL and UL listed, FWHA and FTA compliant models available. | Eaton | CPE280-800-NA-CHIP-ETN | DC | 160 | 1 | -1 | [Paired Unit, Credit Card Reader sku] ChargePoint Express 280 Station (80 kW) - includes Express 280 Station, 2x Power Modules, 1 or 2 connectors including CCS1, CHAdeMO, NACS. North America Modem/SIM, cUL and UL listed, FWHA and FTA compliant models available. | Xiamen Topstar Co., LTD | TSEA240V/32AUS | AC | 7.6 | 2 | 1 | Single port.
Eaton | CPE280-800-NA-ETN | DC | 80 | 1 | -1 | [Single Unit] ChargePoint Express 280 Station (80 kW) - includes Express 280 Station, 2x Power Modules, 1 or 2 connectors including CCS1, CHAdeMO, NACS. North America Modem/SIM, cUL and UL listed, FWHA and FTA compliant models available. | Eaton | CPE280-800-NA-CHIP-ETN | DC | 80 | 1 | -1 | [Single Unit, Credit Card Reader sku] ChargePoint Express 280 Station (80 kW) - includes Express 280 Station, 2x Power Modules, 1 or 2 connectors including CCS1, CHAdeMO, NACS. North America Modem/SIM, cUL and UL listed, FWHA and FTA compliant models available. | Xiamen Topstar Co., LTD | TSEA240V/40AUS | AC | 9.6 | 2 | 1 | Single port.
Eaton | CPE280-800-NA-FHWA-ETN | DC | 160 | 1 | -1 | [Paired Unit, FHWA sku] ChargePoint Express 280 Station (80 kW) - includes Express 280 Station, 2x Power Modules, 1 or 2 connectors including CCS1, CHAdeMO, NACS. North America Modem/SIM, cUL and UL listed, FWHA and FTA compliant models available. | Eaton | CPE280-800-NA-ETN | DC | 160 | 1 | -1 | [Paired Unit] ChargePoint Express 280 Station (80 kW) - includes Express 280 Station, 2x Power Modules, 1 or 2 connectors including CCS1, CHAdeMO, NACS. North America Modem/SIM, cUL and UL listed, FWHA and FTA compliant models available. | Xiamen Topstar Co., LTD | TSEA240V/48AUS | AC | 11.5 | 2 | 1 | Single port.
Eaton | CPE280-800-NA-FHWA-ETN | DC | 80 | 1 | -1 | [Single Unit, FHWA sku] ChargePoint Express 280 Station (80 kW) - includes Express 280 Station, 2x Power Modules, 1 or 2 connectors including CCS1, CHAdeMO, NACS. North America Modem/SIM, cUL and UL listed, FWHA and FTA compliant models available. | Eaton | CPE280-800-NA-ETN | DC | 80 | 1 | -1 | [Single Unit] ChargePoint Express 280 Station (80 kW) - includes Express 280 Station, 2x Power Modules, 1 or 2 connectors including CCS1, CHAdeMO, NACS. North America Modem/SIM, cUL and UL listed, FWHA and FTA compliant models available. | Xiamen Topstar Co., LTD | TSEA240V/80AUS | AC | 19.2 | 2 | 1 | Single port.
Eaton | EXPP-PL20##-CHIP-ETN | DC | 500 | 1 | -1 | [CHIP sku]Express Plus system includes Power Block, Power Modules, and Power Link 2000 series; Each Power Link Dispenser can include 1 or 2 connctor including CCS, NACS, or CHAdeMO | Eaton | CPE280-800-NA-FHWA-ETN | DC | 160 | 1 | -1 | [Paired Unit, FHWA sku] ChargePoint Express 280 Station (80 kW) - includes Express 280 Station, 2x Power Modules, 1 or 2 connectors including CCS1, CHAdeMO, NACS. North America Modem/SIM, cUL and UL listed, FWHA and FTA compliant models available. | Xiamen Topstar Co., LTD | TSED240V/32A2US | AC | 7.6 | 2 | 1 | Dual port.
Eaton | EXPP-PL20##-ETN | DC | 500 | 1 | -1 | Express Plus system includes Power Block, Power Modules, and Power Link 2000 series; Each Power Link Dispenser can include 1 or 2 connctor including CCS, NACS, or CHAdeMO | Eaton | CPE280-800-NA-FHWA-ETN | DC | 80 | 1 | -1 | [Single Unit, FHWA sku] ChargePoint Express 280 Station (80 kW) - includes Express 280 Station, 2x Power Modules, 1 or 2 connectors including CCS1, CHAdeMO, NACS. North America Modem/SIM, cUL and UL listed, FWHA and FTA compliant models available. | Xiamen Topstar Co., LTD | TSED240V/40A2US | AC | 9.6 | 2 | 1 | Dual port.
Eaton | EXPP-PL20##-FHWA-ETN | DC | 500 | 1 | -1 | [FHWA sku] Express Plus system includes Power Block, Power Modules, and Power Link 2000 series; Each Power Link Dispenser can include 1 or 2 connctor including CCS, NACS, or CHAdeMO | Eaton | EXPP-PL20##-CHIP-ETN | DC | 500 | 1 | -1 | [CHIP sku]Express Plus system includes Power Block, Power Modules, and Power Link 2000 series; Each Power Link Dispenser can include 1 or 2 connctor including CCS, NACS, or CHAdeMO | Xiamen Topstar Co., LTD | TSED240V/48A2US | AC | 11.5 | 2 | 1 | Dual port.
Eaton | Express Plus 1000 Power Block: CPPB0001***-ETN PM1.5 43-001200-**-ETN EXPP-PL10##*-#*#*#-#*#*#-***-ETN | DC | 500 | 1 | -1 | Express Plus system includes Power Block, Power Modules, and Power Link 1000 series; Used for Fleet or Commercial. | Eaton | EXPP-PL20##-ETN | DC | 500 | 1 | -1 | Express Plus system includes Power Block, Power Modules, and Power Link 2000 series; Each Power Link Dispenser can include 1 or 2 connctor including CCS, NACS, or CHAdeMO | Xiamen Topstar Co., LTD | TSED240V/80A2US | AC | 19.2 | 2 | 1 | Dual port.
Eaton | GMDC100-CCSX2 | DC | 100 | -1 | -1 | dual cable | Eaton | EXPP-PL20##-FHWA-ETN | DC | 500 | 1 | -1 | [FHWA sku] Express Plus system includes Power Block, Power Modules, and Power Link 2000 series; Each Power Link Dispenser can include 1 or 2 connctor including CCS, NACS, or CHAdeMO
Eaton | GMDC125-CCSX2 | DC | 125 | -1 | -1 | dual cable | Eaton | Express Plus 1000 Power Block: CPPB0001***-ETN PM1.5 43-001200-**-ETN EXPP-PL10##*-#*#*#-#*#*#-***-ETN | DC | 500 | 1 | -1 | Express Plus system includes Power Block, Power Modules, and Power Link 1000 series; Used for Fleet or Commercial.
Eaton | GMDC150-CCS | DC | 150 | -1 | -1 | Single port | Eaton | GMDC100-CCSX2 | DC | 100 | -1 | -1 | dual cable
Eaton | GMDC150-CCSX2 | DC | 150 | -1 | -1 | dual cable | Eaton | GMDC125-CCSX2 | DC | 125 | -1 | -1 | dual cable
Eaton | GMDC50-CCS | DC | 50 | -1 | -1 | Single port | Eaton | GMDC150-CCS | DC | 150 | -1 | -1 | Single port
Eaton | GMDC50-CCSX2 | DC | 50 | -1 | -1 | dual cable | Eaton | GMDC150-CCSX2 | DC | 150 | -1 | -1 | dual cable
Eaton | GMDC75-CCSX2 | DC | 75 | -1 | -1 | dual cable | Eaton | GMDC50-CCS | DC | 50 | -1 | -1 | Single port
Ekoenergetyka | AXE-S2A7-66XX4XXXX, AXE-S2A7-65XX4XXXX | DC | 120 | 1 | 2 | Dual port. | Eaton | GMDC50-CCSX2 | DC | 50 | -1 | -1 | dual cable
Ekoenergetyka | AXE-S2A8-60XX4XXXX, AXE-S2A8-06XX4XXXX, AXE-S2A8-50XX4XXXX, AXE-S2A8-05XX4XXXX | DC | 150 | 1 | 2 | Dual port. | Eaton | GMDC75-CCSX2 | DC | 75 | -1 | -1 | dual cable
Ekoenergetyka | AXE-S2B0-65XX4XXXX, AXE-S2B0-66XX4XXXX | DC | 180 | 1 | 2 | Dual port. | Ekoenergetyka | AXE-S2A7-66XX4XXXX, AXE-S2A7-65XX4XXXX | DC | 120 | 1 | 2 | Dual port.
Electron Charger | EC-EVC-L3-D120KW-G2 | DC | 120 | 1 | -1 | Dual port, 120kW, 480VAC, DC, LVL 3 Charger | Ekoenergetyka | AXE-S2A8-60XX4XXXX, AXE-S2A8-06XX4XXXX, AXE-S2A8-50XX4XXXX, AXE-S2A8-05XX4XXXX | DC | 150 | 1 | 2 | Dual port.
Electron Charger | EC-EVC-L3-D60KW-G3 | DC | 60 | 1 | -1 | Dual port, 60kW, 480VAC, DC, LVL 3 Charger | Ekoenergetyka | AXE-S2B0-65XX4XXXX, AXE-S2B0-66XX4XXXX | DC | 180 | 1 | 2 | Dual port.
Electron Charger | EC-EVC-L3-D240KW-G2 | DC | 240 | 1 | -1 | Dual port, 240kW, 480VAC, DC, LVL 3 Charger | Electron Charger | EC-EVC-L3-D120KW-G2 | DC | 120 | 1 | -1 | Dual port, 120kW, 480VAC, DC, LVL 3 Charger
iENERGIE360 US INC. dba. Injet | iNSCDA120K1 | DC | 120 | -1 | 2 | Dual port. | Electron Charger | EC-EVC-L3-D60KW-G3 | DC | 60 | 1 | -1 | Dual port, 60kW, 480VAC, DC, LVL 3 Charger
iENERGIE360 US INC. dba. Injet | iNSCDA150K1 | DC | 150 | -1 | 2 | Dual port. | Electron Charger | EC-EVC-L3-D240KW-G2 | DC | 240 | 1 | -1 | Dual port, 240kW, 480VAC, DC, LVL 3 Charger
iENERGIE360 US INC. dba. Injet | iNSCDA180K1 | DC | 180 | -1 | 2 | Dual port. | iENERGIE360 US INC. dba. Injet | iNSCDA120K1 | DC | 120 | -1 | 2 | Dual port.
iENERGIE360 US INC. dba. Injet | iNSCDA240K1 | DC | 240 | -1 | 2 | Dual port. | iENERGIE360 US INC. dba. Injet | iNSCDA150K1 | DC | 150 | -1 | 2 | Dual port.
Espen | EVC/D060/S### | DC | 60 | 0 | -1 | 1x CCS1 connector 1x CHAdeMO connector | iENERGIE360 US INC. dba. Injet | iNSCDA180K1 | DC | 180 | -1 | 2 | Dual port.
Espen | EVC/D060P/S### | DC | 60 | 1 | -1 | Dual port.CCS1, NACS ,CHAdeMO (Optional). | iENERGIE360 US INC. dba. Injet | iNSCDA240K1 | DC | 240 | -1 | 2 | Dual port.
Espen | EVC/D120/S### | DC | 120 | 0 | -1 | 1x CCS1 connector 1x CHAdeMO connector | Espen | EVC/D030/S### | DC | 30 | 0 | -1 | 1x CCS1 connector 1x CHAdeMO connector
Espen | EVC/D180/S### | DC | 180 | 0 | -1 | 1x CCS1 connector 1x CHAdeMO connector; OCA Full and Security certificates under software version V1.00 | Espen | EVC/D040P/S### | DC | 40 | 1 | -1 | Dual port.CCS1, NACS ,CHAdeMO (Optional).
Espen | EVC/D360/S### | DC | 360 | 0 | -1 | Power Cabinet. 1x CCS1 connector or 1x CHAdeMO connector. Vetted dispensers are DDWU362T0TE2PN- RW DDWU362T0TE2N7-RW, DDWU362V00E2N7-RW DDWU362U0UE2PN-RW, DDWU362U0UE2N7-RW, DDWU362K0TE2PN-RW, DDWU362K0TE2N7-RW, DDWU362K0UE2PN-RW, DDWU362K0UE2N7-RW, DDWU362G00E2PN-RW, DDWU362G00E2N7-RW, DDWU362K00E2PN-RW, DDWU362K00E2N7-RW, DDWU362U00E2PN-RW, DDWU362U00E2N7-RW, DDWU362T00E2PN-RW, DDWU362T00E2N7-RW, DDWU362V0UE2PN-RW, DDWU362V0UE2N7-RW, DDWU362V0KE2PN-RW, DDWU362V0KE2N7-RW, DDWU362V0TE2PN-RW, DDWU362V0TE2N7-RW, DDWU362V00E2PN-RW. | Espen | EVC/D060/S### | DC | 60 | 0 | -1 | 1x CCS1 connector 1x CHAdeMO connector
EVBar | Atlas D160-US | DC | 160 | -1 | -1 | Dual port. 160kW DCFC | Espen | EVC/D060P/S### | DC | 60 | 1 | -1 | Dual port.CCS1, NACS ,CHAdeMO (Optional).
EverCharge | E800-1017-01 | DC | 240 | -1 | -1 | OCA Full and Security certificates under software version 1.2009.0 (alternate company name on OCA cert - Wanbang Digital Energy Co., Ltd.) | Espen | EVC/D120/S### | DC | 120 | 0 | -1 | 1x CCS1 connector 1x CHAdeMO connector
EverCharge | E800-1029-01 | DC | 240 | -1 | -1 | OCA Full and Security certificates under software version 1.2009.0 (alternate company name on OCA cert - Wanbang Digital Energy Co., Ltd.) | Espen | EVC/D180/S### | DC | 180 | 0 | -1 | 1x CCS1 connector 1x CHAdeMO connector; OCA Full and Security certificates under software version V1.00
EverCharge | E800-1040-01 | DC | 180 | -1 | -1 | 0 | Espen | EVC/D360/S### | DC | 360 | 0 | -1 | Power Cabinet. 1x CCS1 connector or 1x CHAdeMO connector. Vetted dispensers are DDWU362T0TE2PN- RW DDWU362T0TE2N7-RW, DDWU362V00E2N7-RW DDWU362U0UE2PN-RW, DDWU362U0UE2N7-RW, DDWU362K0TE2PN-RW, DDWU362K0TE2N7-RW, DDWU362K0UE2PN-RW, DDWU362K0UE2N7-RW, DDWU362G00E2PN-RW, DDWU362G00E2N7-RW, DDWU362K00E2PN-RW, DDWU362K00E2N7-RW, DDWU362U00E2PN-RW, DDWU362U00E2N7-RW, DDWU362T00E2PN-RW, DDWU362T00E2N7-RW, DDWU362V0UE2PN-RW, DDWU362V0UE2N7-RW, DDWU362V0KE2PN-RW, DDWU362V0KE2N7-RW, DDWU362V0TE2PN-RW, DDWU362V0TE2N7-RW, DDWU362V00E2PN-RW.
EverCharge | E800-1042-01 | DC | 320 | 1 | -1 | Dual port. | EVBar | Atlas D160-US | DC | 160 | -1 | -1 | Dual port. 160kW DCFC
EVPassport | C6AM150XX | DC | 150 | 0 | -1 | Standalone DCFC, no HPC needed, runs off its own power | EverCharge | E800-1017-01 | DC | 240 | -1 | -1 | OCA Full and Security certificates under software version 1.2009.0 (alternate company name on OCA cert - Wanbang Digital Energy Co., Ltd.)
EVPassport | C6AM90XX | DC | 95 | 0 | -1 | Runs on 208 3P power, standalone DCFC | EverCharge | E800-1029-01 | DC | 240 | -1 | -1 | OCA Full and Security certificates under software version 1.2009.0 (alternate company name on OCA cert - Wanbang Digital Energy Co., Ltd.)
EVSIS | JC-94F2-350-0T5 | DC | 350 | 1 | 2 | Dual port. CCS / NACS(Optional), OCPP 2.0.1 will be supported | EverCharge | E800-1040-01 | DC | 180 | -1 | -1 | 0
EVSIS | JC-94F2-400-0T5 | DC | 400 | 1 | 2 | Dual port. CCS / NACS(Optional), OCPP 2.0.1 will be supported | EverCharge | E800-1042-01 | DC | 320 | 1 | -1 | Dual port.
EVSIS | JC-9932-100-CT | DC | 100 | 1 | 2 | CCS/CHAdeMO (optional), OCPP 2.0.1 will be supported | EVPassport | C6AM150XX | DC | 150 | 0 | -1 | Standalone DCFC, no HPC needed, runs off its own power
EVSIS | JC-9932-180-CT | DC | 180 | 1 | 2 | Dual port. CCS / NACS(Optional), OCPP 2.0.1 will be supported | EVPassport | C6AM90XX | DC | 95 | 0 | -1 | Runs on 208 3P power, standalone DCFC
EVSIS | JC-9932-240-CT | DC | 240 | 1 | 2 | Dual port. CCS / NACS(Optional), OCPP 2.0.1 will be supported | EVSIS | JC-94F2-350-0T5 | DC | 350 | 1 | 2 | Dual port. CCS / NACS(Optional), OCPP 2.0.1 will be supported
FLO | Ultra | DC | 320 | 0 | -1 | Dual port. | EVSIS | JC-94F2-400-0T5 | DC | 400 | 1 | 2 | Dual port. CCS / NACS(Optional), OCPP 2.0.1 will be supported
Ford Pro Charging | DC Charging Station 120kW | DC | 120 | -1 | -1 | Dual port. | EVSIS | JC-9932-100-CT | DC | 100 | 1 | 2 | CCS/CHAdeMO (optional), OCPP 2.0.1 will be supported
Ford Pro Charging | DC Charging Station 240kW | DC | 240 | -1 | -1 | Dual port. | EVSIS | JC-9932-180-CT | DC | 180 | 1 | 2 | Dual port. CCS / NACS(Optional), OCPP 2.0.1 will be supported
Ford Pro Charging | FPC-DC0060AA-U## | DC | 60 | 0 | -1 | Single or Dual Port 2x CCS1 connector . NRTL listed as Power Electronics NB060SU20 | EVSIS | JC-9932-240-CT | DC | 240 | 1 | 2 | Dual port. CCS / NACS(Optional), OCPP 2.0.1 will be supported
Ford Pro Charging | FPC-DC0120AA-U## | DC | 120 | 0 | -1 | 2x CCS1 200A or 300A connector NRTL listed as Power Electronics NB120SU20 | EVSIS | JC-9A31-30-CT | DC | 30 | 1 | 2 | CCS/OCPP 2.0.1 will be supported
Free2Move | E21CH060Dx | DC | 60 | 0 | -1 | 1x CCS1 connector 1x CHAdeMO connector | FLO | Ultra | DC | 320 | 0 | -1 | Dual port.
Free2Move | E21CH180## | DC | 180 | 0 | -1 | 1x CCS1 connector 1x CHAdeMO connector; OCA Full and Security certificates under software version V1.00 | Ford Pro Charging | DC Charging Station 120kW | DC | 120 | -1 | -1 | Dual port.
Freewire | 900-00151-XX | DC | 150 | 0 | -1 | Battery integrated DCFC | Ford Pro Charging | DC Charging Station 240kW | DC | 240 | -1 | -1 | Dual port.
Freewire | Boost 200 | DC | 200 | 0 | -1 | 1x CCS1 connector 1x CHAdeMO connector | Ford Pro Charging | FPC-DC0060AA-U## | DC | 60 | 0 | -1 | Single or Dual Port 2x CCS1 connector . NRTL listed as Power Electronics NB060SU20
Gateway International 360 | GW-EV4400-120/XXX | DC | 120 | 0 | -1 | 1x CCS1 connector 1x CHAdeMO connector | Ford Pro Charging | FPC-DC0120AA-U## | DC | 120 | 0 | -1 | 2x CCS1 200A or 300A connector NRTL listed as Power Electronics NB120SU20
Gateway International 360 | GW-EV4400-180/XXX | DC | 180 | 0 | -1 | 1x CCS1 connector 1x CHAdeMO connector; OCA Full and Security certificates under software version V1.00 | Free2Move | E21CH060Dx | DC | 60 | 0 | -1 | 1x CCS1 connector 1x CHAdeMO connector
Gateway International 360 | GW-EV4400-360/XXX | DC | 360 | 0 | -1 | Power Cabinet. 1x CCS1 connector or 1x CHAdeMO connector. Vetted dispensers are DDWU362T0TE2PN- RW DDWU362T0TE2N7-RW, DDWU362V00E2N7-RW DDWU362U0UE2PN-RW, DDWU362U0UE2N7-RW, DDWU362K0TE2PN-RW, DDWU362K0TE2N7-RW, DDWU362K0UE2PN-RW, DDWU362K0UE2N7-RW, DDWU362G00E2PN-RW, DDWU362G00E2N7-RW, DDWU362K00E2PN-RW, DDWU362K00E2N7-RW, DDWU362U00E2PN-RW, DDWU362U00E2N7-RW, DDWU362T00E2PN-RW, DDWU362T00E2N7-RW, DDWU362V0UE2PN-RW, DDWU362V0UE2N7-RW, DDWU362V0KE2PN-RW, DDWU362V0KE2N7-RW, DDWU362V0TE2PN-RW, DDWU362V0TE2N7-RW, DDWU362V00E2PN-RW. | Free2Move | E21CH180## | DC | 180 | 0 | -1 | 1x CCS1 connector 1x CHAdeMO connector; OCA Full and Security certificates under software version V1.00
Gateway International 360 | GW-EV4400-60/XXX | DC | 60 | 0 | -1 | 1x CCS1 connector 1x CHAdeMO connector | Freewire | 900-00151-XX | DC | 150 | 0 | -1 | Battery integrated DCFC
Gravity | GR-LH500CX | DC | 500 | -1 | -1 | 0 | Freewire | Boost 200 | DC | 200 | 0 | -1 | 1x CCS1 connector 1x CHAdeMO connector
Gravity | GT-AH200XX | DC | 200 | -1 | -1 | 0 | Gateway International 360 | GW-EV3000/XXX | DC | 30 | 0 | -1 | 1x CCS1 connector 1x CHAdeMO connector
Gravity | GT-AV200XX | DC | 200 | -1 | -1 | 0 | Gateway International 360 | GW-EV4400-120/XXX | DC | 120 | 0 | -1 | 1x CCS1 connector 1x CHAdeMO connector
Gravity | GT-LAV500EX | DC | 500 | -1 | -1 | 0 | Gateway International 360 | GW-EV4400-180/XXX | DC | 180 | 0 | -1 | 1x CCS1 connector 1x CHAdeMO connector; OCA Full and Security certificates under software version V1.00
Gravity | GT-LLH500EX | DC | 500 | -1 | -1 | 0 | Gateway International 360 | GW-EV4400-360/XXX | DC | 360 | 0 | -1 | Power Cabinet. 1x CCS1 connector or 1x CHAdeMO connector. Vetted dispensers are DDWU362T0TE2PN- RW DDWU362T0TE2N7-RW, DDWU362V00E2N7-RW DDWU362U0UE2PN-RW, DDWU362U0UE2N7-RW, DDWU362K0TE2PN-RW, DDWU362K0TE2N7-RW, DDWU362K0UE2PN-RW, DDWU362K0UE2N7-RW, DDWU362G00E2PN-RW, DDWU362G00E2N7-RW, DDWU362K00E2PN-RW, DDWU362K00E2N7-RW, DDWU362U00E2PN-RW, DDWU362U00E2N7-RW, DDWU362T00E2PN-RW, DDWU362T00E2N7-RW, DDWU362V0UE2PN-RW, DDWU362V0UE2N7-RW, DDWU362V0KE2PN-RW, DDWU362V0KE2N7-RW, DDWU362V0TE2PN-RW, DDWU362V0TE2N7-RW, DDWU362V00E2PN-RW.
Gravity | GT-LV500CX | DC | 500 | -1 | -1 | 0 | Gateway International 360 | GW-EV4400-60/XXX | DC | 60 | 0 | -1 | 1x CCS1 connector 1x CHAdeMO connector
Heliox | HE9820014-01-AAV HE9820014-01-AAA | DC | 180 | -1 | -1 | Distributed charger system that supports has a built-in CCS1 cable and supports up to 2 additional connetion ports with applicable dispenser or pantograph | Gravity | GR-LH500CX | DC | 500 | -1 | -1 | 0
Heliox | HE9821001-01 | DC | 180 | -1 | -1 | This product listing did not include the pantograph. Please consult with the manufacturer regarding pantograph selection. Pantographs are being Recognized under UL 2251. Field listing of system hardware may be required at deployment. | Gravity | GT-AH200XX | DC | 200 | -1 | -1 | 0
Heliox | HE9822019-01 | DC | 360 | -1 | -1 | Base product, 360kW, W DC HPC D UL | Gravity | GT-AV200XX | DC | 200 | -1 | -1 | 0
Heliox | HE9823005-01 | DC | 60 | -1 | -1 | Single port. Available as mobile, wall, or pedestal mount | Gravity | GT-LAV500EX | DC | 500 | -1 | -1 | 0
i-charging | blueberry | DC | 50 | 1 | 2 | Dual port | Gravity | GT-LLH500EX | DC | 500 | -1 | -1 | 0
i-charging | blueberry CLUSTER | DC | 500 | 1 | 2 | Four ports. Simultaneous charging, Dynamic Power Allocation, 50 to 900 kW. 1 to 3 Power Units (cabinets) and up to 4 plugs in dispenser and satellites | Gravity | GT-LV500CX | DC | 500 | -1 | -1 | 0
i-charging | blueberry FUSION | DC | 150 | 1 | 2 | Dual port. Simultaneous charging, Dynamic Power Allocation, 50, 100 and 150kW available | Heliox | HE9820014-01-AAV HE9820014-01-AAA | DC | 180 | -1 | -1 | Distributed charger system that supports has a built-in CCS1 cable and supports up to 2 additional connetion ports with applicable dispenser or pantograph
i-charging | blueberry PLUS | DC | 500 | 1 | 2 | Four ports. Simultaneous charging, Dynamic Power Allocation, 50 to 900 kW. 1 to 3 Power Units (cabinets) and 1 Dispenser w 2 Plugs | Heliox | HE9821001-01 | DC | 180 | -1 | -1 | This product listing did not include the pantograph. Please consult with the manufacturer regarding pantograph selection. Pantographs are being Recognized under UL 2251. Field listing of system hardware may be required at deployment.
InCharge | ICE 480 | DC | 480 | 1 | -1 | Supports both CCS and CHAdeMO standards with one or two connectors. This DC Split System is designed to provide high power charging with distributed dispenser and power conversion units. | Heliox | HE9822019-01 | DC | 360 | -1 | -1 | Base product, 360kW, W DC HPC D UL
InCharge | ICE CUBE 200kWh/200kW Battery Buffer | DC | 240 | 1 | -1 | Battery integrated DCFC. Up to 4 ports. | Heliox | HE9823005-01 | DC | 60 | -1 | -1 | Single port. Available as mobile, wall, or pedestal mount
InCharge | ICE-120 | DC | 120 | 1 | -1 | 1x CCS1 connector 1x CHAdeMO connector NRTL listed as Shenzhen InfyPower : EXP120K2-FD-UU2 & EXP120K2-FS-U2 | Heliox | HE9823007-01 | DC | 30 | -1 | -1 | Single port. Available as mobile, wall, or pedestal mount
InCharge | ICE-180 | DC | 180 | 1 | -1 | 1x CCS1 connector 1x CHAdeMO connector NRTL listed as Shenzhen InfyPower : EXP180K2-FD-UU2 & EXP180K2-FS-U2 | i-charging | blueberry | DC | 50 | 1 | 2 | Dual port
InCharge | ICE-60 | DC | 60 | 1 | -1 | 1x CCS1 connector 1x CHAdeMO connector NRTL listed as Shenzhen InfyPower : EXP60K2-FD-UU2 & EXP60K2-FS-U2 | i-charging | blueberry CLUSTER | DC | 500 | 1 | 2 | Four ports. Simultaneous charging, Dynamic Power Allocation, 50 to 900 kW. 1 to 3 Power Units (cabinets) and up to 4 plugs in dispenser and satellites
InCharge | ICE-66 V2X | DC V2G | 66 | -1 | -1 | Single or dual port. Supports both CCS and CHAdeMO. Up to 2 ports. | i-charging | blueberry FUSION | DC | 150 | 1 | 2 | Dual port. Simultaneous charging, Dynamic Power Allocation, 50, 100 and 150kW available
InCharge | ICE-132 V2X | DC V2G | 132 | 1 | -1 | Dual port. | i-charging | blueberry PLUS | DC | 500 | 1 | 2 | Four ports. Simultaneous charging, Dynamic Power Allocation, 50 to 900 kW. 1 to 3 Power Units (cabinets) and 1 Dispenser w 2 Plugs
InCharge | ICE60K3-FDW-UU2 | DC | 60 | 1 | -1 | Dual port. | InCharge | ICE 480 | DC | 480 | 1 | -1 | Supports both CCS and CHAdeMO standards with one or two connectors. This DC Split System is designed to provide high power charging with distributed dispenser and power conversion units.
InCharge | IDC600K3-FMR5-2 | DC | 600 | 1 | -1 | Ten ports. | InCharge | ICE CUBE 200kWh/200kW Battery Buffer | DC | 240 | 1 | -1 | Battery integrated DCFC. Up to 4 ports.
Ingeteam | RAPID 120 | DC | 120 | 1 | -1 | Stand-alone. Single or dual port. CCS1, NACS and/or CHAdeMO. | InCharge | ICE-120 | DC | 120 | 1 | -1 | 1x CCS1 connector 1x CHAdeMO connector NRTL listed as Shenzhen InfyPower : EXP120K2-FD-UU2 & EXP120K2-FS-U2
Ingeteam | RAPID 150 | DC | 150 | 1 | -1 | Stand-alone. Single or dual port. CCS1, NACS and/or CHAdeMO. | InCharge | ICE-180 | DC | 180 | 1 | -1 | 1x CCS1 connector 1x CHAdeMO connector NRTL listed as Shenzhen InfyPower : EXP180K2-FD-UU2 & EXP180K2-FS-U2
Ingeteam | RAPID 180 | DC | 180 | 1 | -1 | Stand-alone. Single or dual port. CCS1, NACS and/or CHAdeMO. | InCharge | ICE-30 | DC | 30 | 1 | -1 | 1x CCS1 connector 1x CHAdeMO connector NRTL listed as Shenzhen InfyPower : EXP30k2-FSW-U2 & EXP30kW-FDW-UU2
Ingeteam | RAPID 60E | DC | 60 | 1 | -1 | Stand-alone. Single or dual port. CCS1, NACS and/or CHAdeMO. | InCharge | ICE-60 | DC | 60 | 1 | -1 | 1x CCS1 connector 1x CHAdeMO connector NRTL listed as Shenzhen InfyPower : EXP60K2-FD-UU2 & EXP60K2-FS-U2
Ingeteam | RAPID 90 | DC | 90 | 1 | -1 | Stand-alone. Single or dual port. CCS1, NACS and/or CHAdeMO. | InCharge | ICE-22 V2X Wallbox | DC V2G | 22 | -1 | -1 | Supports both CCS and CHAdeMO. Up to 2 ports.
Integra Energy | IEV/D060/SXXX | DC | 60 | 0 | -1 | 1x CCS1 connector 1x CHAdeMO connector | InCharge | ICE-44 V2X Wallbox | DC V2G | 44 | -1 | -1 | Single or dual port. Supports both CCS and CHAdeMO. Up to 2 ports.
Integra Energy | IEV/D120/SXXX | DC | 120 | 0 | -1 | 1x CCS1 connector 1x CHAdeMO connector | InCharge | ICE-66 V2X | DC V2G | 66 | -1 | -1 | Single or dual port. Supports both CCS and CHAdeMO. Up to 2 ports.
Integra Energy | IEV/D180/SXXX | DC | 180 | 0 | -1 | 1x CCS1 connector 1x CHAdeMO connector; OCA Full and Security certificates under software version V1.00 | InCharge | ICE-132 V2X | DC V2G | 132 | 1 | -1 | Dual port.
Integra Energy | IEV/D360/SXXX | DC | 360 | 0 | -1 | Power Cabinet. 1x CCS1 connector or 1x CHAdeMO connector. Vetted dispensers are DDWU362T0TE2PN- RW DDWU362T0TE2N7-RW, DDWU362V00E2N7-RW DDWU362U0UE2PN-RW, DDWU362U0UE2N7-RW, DDWU362K0TE2PN-RW, DDWU362K0TE2N7-RW, DDWU362K0UE2PN-RW, DDWU362K0UE2N7-RW, DDWU362G00E2PN-RW, DDWU362G00E2N7-RW, DDWU362K00E2PN-RW, DDWU362K00E2N7-RW, DDWU362U00E2PN-RW, DDWU362U00E2N7-RW, DDWU362T00E2PN-RW, DDWU362T00E2N7-RW, DDWU362V0UE2PN-RW, DDWU362V0UE2N7-RW, DDWU362V0KE2PN-RW, DDWU362V0KE2N7-RW, DDWU362V0TE2PN-RW, DDWU362V0TE2N7-RW, DDWU362V00E2PN-RW. | InCharge | ICE60K3-FDW-UU2 | DC | 60 | 1 | -1 | Dual port.
Jule (eCAMION) | Jule-100 | DC | 100 | 1 | -1 | DCFC that works with ESS w/ voltage range 650-800VDC | InCharge | IDC600K3-FMR5-2 | DC | 600 | 1 | -1 | Ten ports.
Jule (eCAMION) | Jule-200 | DC | 200 | 1 | -1 | DCFC that works with ESS w/ voltage range 650-800VDC | Ingeteam | RAPID 120 | DC | 120 | 1 | -1 | Stand-alone. Single or dual port. CCS1, NACS and/or CHAdeMO.
Jule (eCAMION) | Jule-350 | DC | 350 | 1 | -1 | DCFC that works with ESS w/ voltage range 650-800VDC | Ingeteam | RAPID 150 | DC | 150 | 1 | -1 | Stand-alone. Single or dual port. CCS1, NACS and/or CHAdeMO.
Kempower | C50####### C80####### | DC | 600 | 1 | -1 | Up to 8 ports. Kempower Power Unit supplies DC power to various distributed dispenser ouputs including but not limited to the Kempower Satellite (offers single or dual port configurations), the Kempower Liquid Cooled Satellite, etc.. Details about qualifications relevant to each variant is detailed in the corresponding notes section. | Ingeteam | RAPID 180 | DC | 180 | 1 | -1 | Stand-alone. Single or dual port. CCS1, NACS and/or CHAdeMO.
Kempower | C501### | DC | 200 | 1 | 2 | 1-4 power modules supporting max output range of 50-200kW | Ingeteam | RAPID 60E | DC | 60 | 1 | -1 | Stand-alone. Single or dual port. CCS1, NACS and/or CHAdeMO.
Kempower | C502### | DC | 350 | 1 | -1 | 1-7 power modules supporting max output range of 50-350kW | Ingeteam | RAPID 90 | DC | 90 | 1 | -1 | Stand-alone. Single or dual port. CCS1, NACS and/or CHAdeMO.
Kempower | C503### | DC | 350 | 1 | -1 | 1-7 power modules supporting max output range of 50-350kW | Integra Energy | IEV/D030/SXXX | DC | 30 | 0 | -1 | 1x CCS1 connector 1x CHAdeMO connector
Kempower | C801### | DC | 200 | 1 | -1 | 1-4 power modules supporting max output range of 50-200kW | Integra Energy | IEV/D060/SXXX | DC | 60 | 0 | -1 | 1x CCS1 connector 1x CHAdeMO connector
Kempower | C802### | DC | 350 | 1 | -1 | 1-7 power modules supporting max output range of 50-350kW | Integra Energy | IEV/D120/SXXX | DC | 120 | 0 | -1 | 1x CCS1 connector 1x CHAdeMO connector
Kempower | C803### | DC | 350 | 1 | -1 | 1-7 power modules supporting max output range of 50-350kW | Integra Energy | IEV/D180/SXXX | DC | 180 | 0 | -1 | 1x CCS1 connector 1x CHAdeMO connector; OCA Full and Security certificates under software version V1.00
Lincoln Electric | Velion 150 | DC | 150 | -1 | -1 | Single port. | Integra Energy | IEV/D360/SXXX | DC | 360 | 0 | -1 | Power Cabinet. 1x CCS1 connector or 1x CHAdeMO connector. Vetted dispensers are DDWU362T0TE2PN- RW DDWU362T0TE2N7-RW, DDWU362V00E2N7-RW DDWU362U0UE2PN-RW, DDWU362U0UE2N7-RW, DDWU362K0TE2PN-RW, DDWU362K0TE2N7-RW, DDWU362K0UE2PN-RW, DDWU362K0UE2N7-RW, DDWU362G00E2PN-RW, DDWU362G00E2N7-RW, DDWU362K00E2PN-RW, DDWU362K00E2N7-RW, DDWU362U00E2PN-RW, DDWU362U00E2N7-RW, DDWU362T00E2PN-RW, DDWU362T00E2N7-RW, DDWU362V0UE2PN-RW, DDWU362V0UE2N7-RW, DDWU362V0KE2PN-RW, DDWU362V0KE2N7-RW, DDWU362V0TE2PN-RW, DDWU362V0TE2N7-RW, DDWU362V00E2PN-RW.
Loop Global | EVS-FLASH-300-D01 | DC | 300 | 1 | 2 | Dual port with screen. Power cabinet required: EVS-FLASH- 360-PC01 | Jule (eCAMION) | Jule-100 | DC | 100 | 1 | -1 | DCFC that works with ESS w/ voltage range 650-800VDC
Loop Global | EVS-FLASH-300-D01-150 | DC | 150 | 1 | 2 | 150kW max per port | Jule (eCAMION) | Jule-200 | DC | 200 | 1 | -1 | DCFC that works with ESS w/ voltage range 650-800VDC
Loop Global | EVS-FLASH-300-D02 | DC | 300 | 1 | 2 | Dual port without screen. Power cabinet required: EVS-FLASH- 360-PC01 | Jule (eCAMION) | Jule-350 | DC | 350 | 1 | -1 | DCFC that works with ESS w/ voltage range 650-800VDC
Loop Global | EVS-FLASH-300-D02-150 | DC | 150 | 1 | 2 | 150kW max per port | Kempower | C50####### C80####### | DC | 600 | 1 | -1 | Up to 8 ports. Kempower Power Unit supplies DC power to various distributed dispenser ouputs including but not limited to the Kempower Satellite (offers single or dual port configurations), the Kempower Liquid Cooled Satellite, etc.. Details about qualifications relevant to each variant is detailed in the corresponding notes section.
Lynkwell | LW141-DC480/480-SA-CC18 | DC | 480 | -1 | -1 | Dual port. 2x CCS1 connector | Kempower | C501### | DC | 200 | 1 | 2 | 1-4 power modules supporting max output range of 50-200kW
Lynkwell | LW141-DC480/480-SA-CN-18 | DC | 480 | 1 | -1 | Dual port. 1x CCS1 connector, 1x NACS/J3400 connector | Kempower | C502### | DC | 350 | 1 | -1 | 1-7 power modules supporting max output range of 50-350kW
Lynkwell | LW141-DC480/400-SA-CC18 | DC | 400 | -1 | -1 | Dual port. 2x CCS1 connector | Kempower | C503### | DC | 350 | 1 | -1 | 1-7 power modules supporting max output range of 50-350kW
Lynkwell | LW141-DC480/400-SA-CN18 | DC | 400 | 1 | -1 | Dual port. 1x CCS1 connector, 1x NACS/J3400 connector | Kempower | C801### | DC | 200 | 1 | -1 | 1-4 power modules supporting max output range of 50-200kW
Lynkwell | LW141-DC480/320-SA-CC18 | DC | 320 | -1 | -1 | Dual port. 2x CCS1 connector | Kempower | C802### | DC | 350 | 1 | -1 | 1-7 power modules supporting max output range of 50-350kW
Lynkwell | LW141-DC480/320-SA-CN18 | DC | 320 | 1 | -1 | Dual port. 1x CCS1 connector, 1x NACS/J3400 connector | Kempower | C803### | DC | 350 | 1 | -1 | 1-7 power modules supporting max output range of 50-350kW
Lynkwell | LW141-DC100 | DC | 100 | 0 | -1 | Single or dual port | Lincoln Electric | Velion 150 | DC | 150 | -1 | -1 | Single port.
Lynkwell | LW141-DC120 | DC | 120 | 0 | -1 | Single or dual port | Loop Global | EVS-FLASH-300-D01 | DC | 300 | 1 | 2 | Dual port with screen. Power cabinet required: EVS-FLASH- 360-PC01
Lynkwell | LW141-DC140 | DC | 140 | 0 | -1 | Single or dual port | Loop Global | EVS-FLASH-300-D01-150 | DC | 150 | 1 | 2 | 150kW max per port
Lynkwell | LW141-DC160 | DC | 160 | 0 | -1 | Single or dual port | Loop Global | EVS-FLASH-300-D02 | DC | 300 | 1 | 2 | Dual port without screen. Power cabinet required: EVS-FLASH- 360-PC01
Lynkwell | LW141-DC180 | DC | 180 | 0 | -1 | Single or dual port | Loop Global | EVS-FLASH-300-D02-150 | DC | 150 | 1 | 2 | 150kW max per port
Lynkwell | LW141-DC200 | DC | 200 | 0 | -1 | Single or dual port | Lynkwell | LW141-DC480/480-SA-CC18 | DC | 480 | -1 | -1 | Dual port. 2x CCS1 connector
Lynkwell | LW141-DC220 | DC | 220 | 0 | -1 | Single or dual port | Lynkwell | LW141-DC480/480-SA-CN-18 | DC | 480 | 1 | -1 | Dual port. 1x CCS1 connector, 1x NACS/J3400 connector
Lynkwell | LW141-DC240 | DC | 240 | 0 | -1 | Single or dual port | Lynkwell | LW141-DC480/400-SA-CC18 | DC | 400 | -1 | -1 | Dual port. 2x CCS1 connector
Lynkwell | LW141-DC60 | DC | 60 | 0 | -1 | Single or dual port | Lynkwell | LW141-DC480/400-SA-CN18 | DC | 400 | 1 | -1 | Dual port. 1x CCS1 connector, 1x NACS/J3400 connector
Lynkwell | LW141-DC640 | DC | 640 | 0 | -1 | The DC HiPower has a power cabinet with dispenser set up. It comes in 320, 480, or 640kW options and can be purchased with 2, 4, 6, or 8 ports depending on the number of dispensers. | Lynkwell | LW141-DC480/320-SA-CC18 | DC | 320 | -1 | -1 | Dual port. 2x CCS1 connector
Lynkwell | LW141-DC80 | DC | 80 | 0 | -1 | Single or dual port | Lynkwell | LW141-DC480/320-SA-CN18 | DC | 320 | 1 | -1 | Dual port. 1x CCS1 connector, 1x NACS/J3400 connector
Lynkwell | LW301-DC-180 | DC | 180 | -1 | -1 | 0 | Lynkwell | LW141-DC100 | DC | 100 | 0 | -1 | Single or dual port
Lynkwell | LW301-DC240 | DC | 240 | -1 | -1 | OCA Full and Security certificates under software version 1.2009.0 (alternate company name on OCA cert - Wanbang Digital Energy Co., Ltd.) | Lynkwell | LW141-DC120 | DC | 120 | 0 | -1 | Single or dual port
Lynkwell | LW301-DC320 | DC | 320 | 1 | -1 | Dual port. | Lynkwell | LW141-DC140 | DC | 140 | 0 | -1 | Single or dual port
Lynkwell | LW401-DC600 | DC | 600 | 1 | -1 | This is distributed system that can connect up to two 400kW dispensers(Model no: DP400K-xx-PS-yy) ## : Varaiable based on any other options xx : Variable based on connector type(CCS1, NACS) yy : variable based on any other options | Lynkwell | LW141-DC160 | DC | 160 | 0 | -1 | Single or dual port
Nidec | EVDIS-L120DAWM010 | DC | 120 | -1 | 2 | 120kW all-in-one charger with 2 connectors, advertising display, and payment terminal. Alternate designations: DirectPowerPS 120 Flagship, DirectPowerPS 120 | Lynkwell | LW141-DC180 | DC | 180 | 0 | -1 | Single or dual port
Nidec | EVDIS-L120DFW00041 | DC | 120 | -1 | 2 | 120kW all-in-one charger with 2 connectors. Alternate designations: DirectPowerPS 120 Fleet, DirectPowerPS 120 | Lynkwell | LW141-DC200 | DC | 200 | 0 | -1 | Single or dual port
Nidec | EVDIS-L180DAWM010 | DC | 180 | -1 | 2 | 180kW all-in-one charger with 2 connectors, advertising display, and payment terminal. Alternate designations: DirectPowerPS 180 Flagship, DirectPowerPS 180 | Lynkwell | LW141-DC220 | DC | 220 | 0 | -1 | Single or dual port
Nidec | EVDIS-L180DFW00041 | DC | 180 | -1 | 2 | 180kW all-in-one charger with 2 connectors. Alternate designations: DirectPowerPS 180 Fleet, DirectPowerPS 180 | Lynkwell | LW141-DC240 | DC | 240 | 0 | -1 | Single or dual port
Nidec | EVDIS-L240DAWM000 | DC | 240 | -1 | 2 | 240kW all-in-one charger with 2 connectors, advertising display, and payment terminal. Alternate designations: DirectPowerPS 240 Flagship, DirectPowerPS 240 | Lynkwell | LW141-DC60 | DC | 60 | 0 | -1 | Single or dual port
Nidec | EVDIS-L240DFW00031 | DC | 240 | -1 | 2 | 240kW all-in-one charger with 2 connectors. Alternate designations: DirectPowerPS 240 Fleet, DirectPowerPS 240 | Lynkwell | LW141-DC640 | DC | 640 | 0 | -1 | The DC HiPower has a power cabinet with dispenser set up. It comes in 320, 480, or 640kW options and can be purchased with 2, 4, 6, or 8 ports depending on the number of dispensers.
Nidec | EVDIS-L300DAWM000 | DC | 300 | -1 | 2 | 300kW all-in-one charger with 2 connectors, advertising display, and payment terminal. Alternate designations: DirectPowerPS 300 Flagship, DirectPowerPS 300 | Lynkwell | LW141-DC80 | DC | 80 | 0 | -1 | Single or dual port
Nidec | EVDIS-L300DFW00031 | DC | 300 | -1 | 2 | 300kW all-in-one charger with 2 connectors. Alternate designations: DirectPowerPS 300 Fleet, DirectPowerPS 300 | Lynkwell | LW301-DC-180 | DC | 180 | -1 | -1 | 0
Nidec | EVDIS-L360DAWM000 | DC | 360 | -1 | 2 | 360kW all-in-one charger with 2 connectors, advertising display, and payment terminal. Alternate designations: DirectPowerPS 360 Flagship, DirectPowerPS 360 | Lynkwell | LW301-DC240 | DC | 240 | -1 | -1 | OCA Full and Security certificates under software version 1.2009.0 (alternate company name on OCA cert - Wanbang Digital Energy Co., Ltd.)
Nidec | EVDIS-L360DFW00031 | DC | 360 | -1 | 2 | 360kW all-in-one charger with 2 connectors. Alternate designations: DirectPowerPS 360 Fleet, DirectPowerPS 360 | Lynkwell | LW301-DC320 | DC | 320 | 1 | -1 | Dual port.
Nuvve | TP-160DC-V1G-H1-C, TP-160DC-V1G-H1-N, TP-160DC-V1G-H2-CC, TP-160DC-V1G-H2-NN, TP-160DC-V1G-H2-NC, TP-160DC-V1G-H1-C-BA, TP-160DC-V1G-H1-N-BA, TP-160DC-V1G-H2-CC-BA, TP-160DC-V1G-H2-NN-BA, TP-160DC-V1G-H2-NC-BA | DC | 160 | 1 | -1 | Dual port. Can be configured with: 2x CCS, 2x NACS, 2x CHAdeMO, 1x CCS + 1x NACS, 1x CCS + 1x CHAdeMO | Lynkwell | LW401-DC600 | DC | 600 | 1 | -1 | This is distributed system that can connect up to two 400kW dispensers(Model no: DP400K-xx-PS-yy) ## : Varaiable based on any other options xx : Variable based on connector type(CCS1, NACS) yy : variable based on any other options
Nuvve | TP-180DC-V1G-H1-C, TP-180DC-V1G-H1-N, TP-180DC-V1G-H2-CC, TP-180DC-V1G-H2-NN, TP-180DC-V1G-H2-NC, TP-180DC-V1G-H1-C-BA, TP-180DC-V1G-H1-N-BA, TP-180DC-V1G-H2-CC-BA, TP-180DC-V1G-H2-NN-BA, TP-180DC-V1G-H2-NC-BA | DC | 180 | 1 | -1 | Dual port. Can be configured with: 2x CCS, 2x NACS, 2x CHAdeMO, 1x CCS + 1x NACS, 1x CCS + 1x CHAdeMO | Nidec | EVDIS-L120DAWM010 | DC | 120 | -1 | 2 | 120kW all-in-one charger with 2 connectors, advertising display, and payment terminal. Alternate designations: DirectPowerPS 120 Flagship, DirectPowerPS 120
Nuvve | TP-200DC-V1G-H2-CC | DC | 200 | 1 | -1 | Dual Port, either 2x CCS or 1x CCS + 1x CHAdeMO | Nidec | EVDIS-L120DFW00041 | DC | 120 | -1 | 2 | 120kW all-in-one charger with 2 connectors. Alternate designations: DirectPowerPS 120 Fleet, DirectPowerPS 120
Nuvve | TP-240DC-V1G-H2-CC | DC | 240 | 1 | -1 | Dual Port, either 2x CCS or 1x CCS + 1x CHAdeMO | Nidec | EVDIS-L180DAWM010 | DC | 180 | -1 | 2 | 180kW all-in-one charger with 2 connectors, advertising display, and payment terminal. Alternate designations: DirectPowerPS 180 Flagship, DirectPowerPS 180
Nuvve | TP-300HPDC-V1G-H1-C, TP-300HPDC-V1G-H1-N, TP-300HPDC-V1G-H2-CC, TP-300HPDC-V1G-H2-NN, TP-300HPDC-V1G-H2-NC, TP-300HPDC-V1G-H1-C-BA, TP-300HPDC-V1G-H1-N-BA, TP-300HPDC-V1G-H2-CC-BA, TP-300HPDC-V1G-H2-NN-BA, TP-300HPDC-V1G-H2-NC-BA | DC | 300 | 1 | -1 | Dual Port, either 2x CCS or 1x CCS + 1x CHAdeMO | Nidec | EVDIS-L180DFW00041 | DC | 180 | -1 | 2 | 180kW all-in-one charger with 2 connectors. Alternate designations: DirectPowerPS 180 Fleet, DirectPowerPS 180
Nuvve | TP-360HPDC-V1G-H1-C, TP-360HPDC-V1G-H1-N, TP-360HPDC-V1G-H2-CC, TP-360HPDC-V1G-H2-NN, TP-360HPDC-V1G-H2-NC, TP-360HPDC-V1G-H1-C-BA, TP-360HPDC-V1G-H1-N-BA, TP-360HPDC-V1G-H2-CC-BA, TP-360HPDC-V1G-H2-NN-BA, TP-360HPDC-V1G-H2-NC-BA | DC | 360 | 1 | -1 | Dual Port, either 2x CCS or 1x CCS + 1x CHAdeMO | Nidec | EVDIS-L240DAWM000 | DC | 240 | -1 | 2 | 240kW all-in-one charger with 2 connectors, advertising display, and payment terminal. Alternate designations: DirectPowerPS 240 Flagship, DirectPowerPS 240
Power Electronics | NB240U | DC | 240 | 1 | 2 | Dual port. | Nidec | EVDIS-L240DFW00031 | DC | 240 | -1 | 2 | 240kW all-in-one charger with 2 connectors. Alternate designations: DirectPowerPS 240 Fleet, DirectPowerPS 240
Power Electronics | NB320U | DC | 320 | 1 | -1 | Dual port. | Nidec | EVDIS-L300DAWM000 | DC | 300 | -1 | 2 | 300kW all-in-one charger with 2 connectors, advertising display, and payment terminal. Alternate designations: DirectPowerPS 300 Flagship, DirectPowerPS 300
Power Electronics | NB400U | DC | 400 | 1 | -1 | Dual port. | Nidec | EVDIS-L300DFW00031 | DC | 300 | -1 | 2 | 300kW all-in-one charger with 2 connectors. Alternate designations: DirectPowerPS 300 Fleet, DirectPowerPS 300
Sinexcel | SEC1000/160Y-H-U； SEC1000/160Y-T-U； SEC1000/160Y-HH-U； SEC1000/160Y-TT-U； SEC1000/160Y-HT-U； SEC1000/120Y-H-U； SEC1000/120Y-T-U； SEC1000/120Y-HH-U； SEC1000/120Y-TT-U； SEC1000/120Y-HT-U； SEC1000/60Y-C-U； SEC1000/60Y-S-U； SEC1000/60Y-CC-U； SEC1000/60Y-SS-U； SEC1000/60Y-SC-U； | DC | 160 | 1 | 2 | Output range:200V-1000V efficiency:Up to 96% Full certification User-friendly ADA Multiple payment methods Support for customization PLUG& CHARGE Hardware 15118-Ready Can Output 350A CCS1 boost 500A NACS boost 400A | Nidec | EVDIS-L360DAWM000 | DC | 360 | -1 | 2 | 360kW all-in-one charger with 2 connectors, advertising display, and payment terminal. Alternate designations: DirectPowerPS 360 Flagship, DirectPowerPS 360
Sinexcel | SEC1000/240Y-H-U SEC1000/240Y-HH-U SEC1000/240Y-HJ-U SEC1000/240Y-T-U SEC1000/240Y-HT-U SEC1000/240Y-TJ-U SEC1000/240Y-TT-U | DC | 240 | 1 | 2 | Output range:200V-1000V efficiency:Up to 96% Full certification User-friendly ADA Multiple payment methods Support for customization PLUG& CHARGE Hardware 15118-Ready Can Output 350A CCS1 boost 500A NACS boost 400A | Nidec | EVDIS-L360DFW00031 | DC | 360 | -1 | 2 | 360kW all-in-one charger with 2 connectors. Alternate designations: DirectPowerPS 360 Fleet, DirectPowerPS 360
Sinexcel | SEC1000/360F-N-U SEC1000/480F-N-U SEC1000/200U-C-U SEC1000/200U-CC-U SEC1000/200U-CJ-U SEC1000/300U-H-U SEC1000/300U-HH-U SEC1000/300U-HC-U SEC1000/300U-HJ-U SEC1000/500U-F-U SEC1000/500U-FH-U SEC1000/500U-FC-U SEC1000/500U-FJ-U SEC1000/300U-T-U SEC1000/300U-TJ-U SEC1000/300U-HT-U SEC1000/300U-TT-U SEC1000/300U-TC-U SEC1000/500U-FT-U | DC | 480 | 1 | 2 | Output range:200V-1000V efficiency:Up to 96% Full certification User-friendly ADA Multiple payment methods Support for customization PLUG& CHARGE Hardware 15118-Ready Air cooling output 350A Liquid cooling sustained maximum output 500A | Nuvve | TP-160DC-V1G-H1-C, TP-160DC-V1G-H1-N, TP-160DC-V1G-H2-CC, TP-160DC-V1G-H2-NN, TP-160DC-V1G-H2-NC, TP-160DC-V1G-H1-C-BA, TP-160DC-V1G-H1-N-BA, TP-160DC-V1G-H2-CC-BA, TP-160DC-V1G-H2-NN-BA, TP-160DC-V1G-H2-NC-BA | DC | 160 | 1 | -1 | Dual port. Can be configured with: 2x CCS, 2x NACS, 2x CHAdeMO, 1x CCS + 1x NACS, 1x CCS + 1x CHAdeMO
SK Signet | CD40*# / CP60*# | DC | 400 | 1 | -1 | Two dispensers type or four dispensers type. CCS1 and NACS connectors are supported. "*#" in the end of model number identifies any changes including hardware, option, certifications, and etc. | Nuvve | TP-180DC-V1G-H1-C, TP-180DC-V1G-H1-N, TP-180DC-V1G-H2-CC, TP-180DC-V1G-H2-NN, TP-180DC-V1G-H2-NC, TP-180DC-V1G-H1-C-BA, TP-180DC-V1G-H1-N-BA, TP-180DC-V1G-H2-CC-BA, TP-180DC-V1G-H2-NN-BA, TP-180DC-V1G-H2-NC-BA | DC | 180 | 1 | -1 | Dual port. Can be configured with: 2x CCS, 2x NACS, 2x CHAdeMO, 1x CCS + 1x NACS, 1x CCS + 1x CHAdeMO
SK Signet | FC200K-##-## | DC | 200 | 1 | -1 | "xx" in the model number identifies connector type. "B2": Dual CCS1 connector "BH": CCS1 and NACS connector | Nuvve | TP-200DC-V1G-H2-CC | DC | 200 | 1 | -1 | Dual Port, either 2x CCS or 1x CCS + 1x CHAdeMO
SK Signet | PC600K-PS-## | DC | 600 | 1 | -1 | This is distributed system that can connect up to two 400kW dispensers(Model no: DP400K-xx-PS-yy) ## : Varaiable based on any other options xx : Variable based on connector type(CCS1, NACS) yy : variable based on any other options | Nuvve | TP-240DC-V1G-H2-CC | DC | 240 | 1 | -1 | Dual Port, either 2x CCS or 1x CCS + 1x CHAdeMO
StarCharge | DC3200AN147XYZ/ DC2800AN147XYZ/ DC2400AN147XYZ/ DC1800AN147XYZ/ DC1500AN147XYZ/ DC1200AN147XYZ | DC | 320 | 1 | 2 | Dual port. | Nuvve | TP-300HPDC-V1G-H1-C, TP-300HPDC-V1G-H1-N, TP-300HPDC-V1G-H2-CC, TP-300HPDC-V1G-H2-NN, TP-300HPDC-V1G-H2-NC, TP-300HPDC-V1G-H1-C-BA, TP-300HPDC-V1G-H1-N-BA, TP-300HPDC-V1G-H2-CC-BA, TP-300HPDC-V1G-H2-NN-BA, TP-300HPDC-V1G-H2-NC-BA | DC | 300 | 1 | -1 | Dual Port, either 2x CCS or 1x CCS + 1x CHAdeMO
StarCharge | Neptune 240kW | DC | 240 | -1 | -1 | OCA Full and Security certificates under software version 1.2009.0 (alternate company name on OCA cert - Wanbang Digital Energy Co., Ltd.) | Nuvve | TP-360HPDC-V1G-H1-C, TP-360HPDC-V1G-H1-N, TP-360HPDC-V1G-H2-CC, TP-360HPDC-V1G-H2-NN, TP-360HPDC-V1G-H2-NC, TP-360HPDC-V1G-H1-C-BA, TP-360HPDC-V1G-H1-N-BA, TP-360HPDC-V1G-H2-CC-BA, TP-360HPDC-V1G-H2-NN-BA, TP-360HPDC-V1G-H2-NC-BA | DC | 360 | 1 | -1 | Dual Port, either 2x CCS or 1x CCS + 1x CHAdeMO
StarCharge | Titan 180kW | DC | 180 | -1 | -1 | 0 | Power Electronics | NB240U | DC | 240 | 1 | 2 | Dual port.
TECO-Westinghouse | DOWU362 | DC | 360 | 0 | -1 | Power Cabinet. 1x CCS1 connector or 1x CHAdeMO connector. Vetted dispensers are DDWU362T0TE2PN- RW DDWU362T0TE2N7-RW, DDWU362V00E2N7-RW DDWU362U0UE2PN-RW, DDWU362U0UE2N7-RW, DDWU362K0TE2PN-RW, DDWU362K0TE2N7-RW, DDWU362K0UE2PN-RW, DDWU362K0UE2N7-RW, DDWU362G00E2PN-RW, DDWU362G00E2N7-RW, DDWU362K00E2PN-RW, DDWU362K00E2N7-RW, DDWU362U00E2PN-RW, DDWU362U00E2N7-RW, DDWU362T00E2PN-RW, DDWU362T00E2N7-RW, DDWU362V0UE2PN-RW, DDWU362V0UE2N7-RW, DDWU362V0KE2PN-RW, DDWU362V0KE2N7-RW, DDWU362V0TE2PN-RW, DDWU362V0TE2N7-RW, DDWU362V00E2PN-RW. | Power Electronics | NB320U | DC | 320 | 1 | -1 | Dual port.
TECO-Westinghouse | DSWU122 | DC | 120 | 0 | -1 | 1x CCS1 connector 1x CHAdeMO connector | Power Electronics | NB400U | DC | 400 | 1 | -1 | Dual port.
TECO-Westinghouse | DSWU182 | DC | 180 | 0 | -1 | 1x CCS1 connector 1x CHAdeMO connector | Sinexcel | SEC1000/160Y-H-U； SEC1000/160Y-T-U； SEC1000/160Y-HH-U； SEC1000/160Y-TT-U； SEC1000/160Y-HT-U； SEC1000/120Y-H-U； SEC1000/120Y-T-U； SEC1000/120Y-HH-U； SEC1000/120Y-TT-U； SEC1000/120Y-HT-U； SEC1000/60Y-C-U； SEC1000/60Y-S-U； SEC1000/60Y-CC-U； SEC1000/60Y-SS-U； SEC1000/60Y-SC-U； | DC | 160 | 1 | 2 | Output range:200V-1000V efficiency:Up to 96% Full certification User-friendly ADA Multiple payment methods Support for customization PLUG& CHARGE Hardware 15118-Ready Can Output 350A CCS1 boost 500A NACS boost 400A
TECO-Westinghouse | DSWU601 | DC | 60 | 0 | -1 | 1x CCS1 connector 1x CHAdeMO connector | Sinexcel | SEC1000/240Y-H-U SEC1000/240Y-HH-U SEC1000/240Y-HJ-U SEC1000/240Y-T-U SEC1000/240Y-HT-U SEC1000/240Y-TJ-U SEC1000/240Y-TT-U | DC | 240 | 1 | 2 | Output range:200V-1000V efficiency:Up to 96% Full certification User-friendly ADA Multiple payment methods Support for customization PLUG& CHARGE Hardware 15118-Ready Can Output 350A CCS1 boost 500A NACS boost 400A
TECO-Westinghouse | DSWU901 | DC | 90 | 0 | -1 | 1x CCS1 connector 1x CHAdeMO connector | Sinexcel | SEC1000/360F-N-U SEC1000/480F-N-U SEC1000/200U-C-U SEC1000/200U-CC-U SEC1000/200U-CJ-U SEC1000/300U-H-U SEC1000/300U-HH-U SEC1000/300U-HC-U SEC1000/300U-HJ-U SEC1000/500U-F-U SEC1000/500U-FH-U SEC1000/500U-FC-U SEC1000/500U-FJ-U SEC1000/300U-T-U SEC1000/300U-TJ-U SEC1000/300U-HT-U SEC1000/300U-TT-U SEC1000/300U-TC-U SEC1000/500U-FT-U | DC | 480 | 1 | 2 | Output range:200V-1000V efficiency:Up to 96% Full certification User-friendly ADA Multiple payment methods Support for customization PLUG& CHARGE Hardware 15118-Ready Air cooling output 350A Liquid cooling sustained maximum output 500A
Tellus Power | TP-EVPD-160kW (TP5-160-480) | DC | 160 | 1 | 2 | Dual Port ; either 2 x CCS or 1x CCS + 1x CHAdeMO or or 1x CCS + 1x NACS or 2 x NACS | SK Signet | CD40*# / CP60*# | DC | 400 | 1 | -1 | Two dispensers type or four dispensers type. CCS1 and NACS connectors are supported. "*#" in the end of model number identifies any changes including hardware, option, certifications, and etc.
Tellus Power | TP-EVPD-180kW (TP5-180-480) | DC | 180 | 1 | 2 | Dual Port ; either 2 x CCS or 1x CCS + 1x CHAdeMO or or 1x CCS + 1x NACS or 2 x NACS | SK Signet | FC200K-##-## | DC | 200 | 1 | -1 | "xx" in the model number identifies connector type. "B2": Dual CCS1 connector "BH": CCS1 and NACS connector
Tellus Power | TP-EVPD-200kW (TP5-200-480) | DC | 200 | 1 | 2 | Dual Port ; either 2 x CCS or 1x CCS + 1x CHAdeMO or or 1x CCS + 1x NACS or 2 x NACS | SK Signet | PC600K-PS-## | DC | 600 | 1 | -1 | This is distributed system that can connect up to two 400kW dispensers(Model no: DP400K-xx-PS-yy) ## : Varaiable based on any other options xx : Variable based on connector type(CCS1, NACS) yy : variable based on any other options
Tellus Power | TP-EVPD-240kW (TP5-240-480) | DC | 240 | 1 | 2 | Dual Port ; either 2 x CCS or 1x CCS + 1x CHAdeMO or or 1x CCS + 1x NACS or 2 x NACS | StarCharge | DC3200AN147XYZ/ DC2800AN147XYZ/ DC2400AN147XYZ/ DC1800AN147XYZ/ DC1500AN147XYZ/ DC1200AN147XYZ | DC | 320 | 1 | 2 | Dual port.
Tellus Power | TP-EVPD-300kW (TP5-300-480) | DC | 300 | 1 | 2 | Dual Port ; either 2 x CCS or 1x CCS + 1x CHAdeMO or or 1x CCS + 1x NACS or 2 x NACS | StarCharge | Neptune 240kW | DC | 240 | -1 | -1 | OCA Full and Security certificates under software version 1.2009.0 (alternate company name on OCA cert - Wanbang Digital Energy Co., Ltd.)
Tellus Power | TP-EVPD-360kW (TP5-360-480) | DC | 360 | 1 | 2 | Dual Port ; either 2 x CCS or 1x CCS + 1x CHAdeMO or or 1x CCS + 1x NACS or 2 x NACS | StarCharge | Titan 180kW | DC | 180 | -1 | -1 | 0
Tellus Power | TP-V2G-60-480 | DC V2G | 60 | 0 | -1 | Bidirectional charger | TECO-Westinghouse | DOWU362 | DC | 360 | 0 | -1 | Power Cabinet. 1x CCS1 connector or 1x CHAdeMO connector. Vetted dispensers are DDWU362T0TE2PN- RW DDWU362T0TE2N7-RW, DDWU362V00E2N7-RW DDWU362U0UE2PN-RW, DDWU362U0UE2N7-RW, DDWU362K0TE2PN-RW, DDWU362K0TE2N7-RW, DDWU362K0UE2PN-RW, DDWU362K0UE2N7-RW, DDWU362G00E2PN-RW, DDWU362G00E2N7-RW, DDWU362K00E2PN-RW, DDWU362K00E2N7-RW, DDWU362U00E2PN-RW, DDWU362U00E2N7-RW, DDWU362T00E2PN-RW, DDWU362T00E2N7-RW, DDWU362V0UE2PN-RW, DDWU362V0UE2N7-RW, DDWU362V0KE2PN-RW, DDWU362V0KE2N7-RW, DDWU362V0TE2PN-RW, DDWU362V0TE2N7-RW, DDWU362V00E2PN-RW.
Tritium | PKM150 | DC | 150 | 1 | -1 | Charging station is DC-fed | TECO-Westinghouse | DSWU122 | DC | 120 | 0 | -1 | 1x CCS1 connector 1x CHAdeMO connector
Tritium | TRI-153-RTM-02-050-#### | DC | 50 | 1 | 2 | 1x CCS1 connector 1x CHAdeMO connector | TECO-Westinghouse | DSWU182 | DC | 180 | 0 | -1 | 1x CCS1 connector 1x CHAdeMO connector
Tritium | TRI-153-RTM-02-075-#### | DC | 75 | 1 | 2 | 1x CCS1 connector 1x CHAdeMO connector | TECO-Westinghouse | DSWU601 | DC | 60 | 0 | -1 | 1x CCS1 connector 1x CHAdeMO connector
TurnOnGreen | FSP1200/CPEVDC-120KW-# | DC | 120 | 0 | -1 | Single Port, CCS connector | TECO-Westinghouse | DSWU901 | DC | 90 | 0 | -1 | 1x CCS1 connector 1x CHAdeMO connector
TurnOnGreen | FSP600/CPEVDC-60KW-# | DC | 60 | 0 | -1 | Single Port, CCS connector | TECO-Westinghouse | DWWU301/ DW30 | DC | 30 | 0 | -1 | 1x CCS1 connector 1x CHAdeMO connector
XCharge | C6AM150XX | DC | 150 | 0 | 2 | Standalone DCFC, no HPC needed, runs off its own power | Tellus Power | TP-EVPD-160kW (TP5-160-480) | DC | 160 | 1 | 2 | Dual Port ; either 2 x CCS or 1x CCS + 1x CHAdeMO or or 1x CCS + 1x NACS or 2 x NACS
XCharge | C6AM200XX (125kW) | DC | 125 | 0 | 2 | Runs on 208 3P power, standalone DCFC | Tellus Power | TP-EVPD-180kW (TP5-180-480) | DC | 180 | 1 | 2 | Dual Port ; either 2 x CCS or 1x CCS + 1x CHAdeMO or or 1x CCS + 1x NACS or 2 x NACS
XCharge | C6AM90XX | DC | 95 | 0 | 2 | Runs on 208 3P power, standalone DCFC | Tellus Power | TP-EVPD-200kW (TP5-200-480) | DC | 200 | 1 | 2 | Dual Port ; either 2 x CCS or 1x CCS + 1x CHAdeMO or or 1x CCS + 1x NACS or 2 x NACS
Xcharge | C7AM-240-CC / C7AM-240-LQ- CC | DC | 240 | 1 | -1 | Dual port DCFC (up to 400kW), available with both CCS1 and NACS (liquid or air cooled cable) | Tellus Power | TP-EVPD-240kW (TP5-240-480) | DC | 240 | 1 | 2 | Dual Port ; either 2 x CCS or 1x CCS + 1x CHAdeMO or or 1x CCS + 1x NACS or 2 x NACS
Xcharge | C7AM-280-CC / C7AM-280-LQ-CC | DC | 280 | 1 | -1 | Dual port DCFC (up to 400kW), available with both CCS1 and NACS (liquid or air cooled cable) | Tellus Power | TP-EVPD-300kW (TP5-300-480) | DC | 300 | 1 | 2 | Dual Port ; either 2 x CCS or 1x CCS + 1x CHAdeMO or or 1x CCS + 1x NACS or 2 x NACS
Xcharge | C7AM-320-CC / C7AM-320-LQ-CC | DC | 320 | 1 | -1 | Dual port DCFC (up to 400kW), available with both CCS1 and NACS (liquid or air cooled cable) | Tellus Power | TP-EVPD-360kW (TP5-360-480) | DC | 360 | 1 | 2 | Dual Port ; either 2 x CCS or 1x CCS + 1x CHAdeMO or or 1x CCS + 1x NACS or 2 x NACS
Xcharge | C7AM-360-CC / C7AM-360-LQ-CC | DC | 360 | 1 | -1 | Dual port DCFC (up to 400kW), available with both CCS1 and NACS (liquid or air cooled cable) | Tellus Power | TP-V2G-20-480 | DC V2G | 20 | 0 | -1 | Bidirectional charger
Xcharge | C7AM-400-CC / C7AM-400-LQ-CC | DC | 400 | 1 | -1 | Dual port DCFC (up to 400kW), available with both CCS1 and NACS (liquid or air cooled cable) | Tellus Power | TP-V2G-30-480 | DC V2G | 30 | 0 | -1 | Bidirectional charger
XCharge | NZS/2215, NZS/430 | DC | 194 | 1 | -1 | All-in-one battery-integrated storage system delivering dual-port DC fast charging up to 194 kW with CCS1 and NACS, requiring minimal grid power for flexible, high-performance deployment. | Tellus Power | TP-V2G-40-480 | DC V2G | 40 | 0 | -1 | Bidirectional charger
Zerova | DD3.0/3.5 Dispenser: DDWU362/DDWA362 | DC | 360 | 0 | 2 | 0 | Tellus Power | TP-V2G-60-480 | DC V2G | 60 | 0 | -1 | Bidirectional charger
Zerova | DO360: DOWU362/DOWA362 | DC | 360 | 0 | -1 | Power Cabinet. 1x CCS1 connector or 1x CHAdeMO connector. Vetted dispensers are DDWU362T0TE2PN- RW DDWU362T0TE2N7-RW, DDWU362V00E2N7-RW DDWU362U0UE2PN-RW, DDWU362U0UE2N7-RW, DDWU362K0TE2PN-RW, DDWU362K0TE2N7-RW, DDWU362K0UE2PN-RW, DDWU362K0UE2N7-RW, DDWU362G00E2PN-RW, DDWU362G00E2N7-RW, DDWU362K00E2PN-RW, DDWU362K00E2N7-RW, DDWU362U00E2PN-RW, DDWU362U00E2N7-RW, DDWU362T00E2PN-RW, DDWU362T00E2N7-RW, DDWU362V0UE2PN-RW, DDWU362V0UE2N7-RW, DDWU362V0KE2PN-RW, DDWU362V0KE2N7-RW, DDWU362V0TE2PN-RW, DDWU362V0TE2N7-RW, DDWU362V00E2PN-RW. | Tritium | PKM150 | DC | 150 | 1 | -1 | Charging station is DC-fed
Zerova | DQ480: DQWU482/DQWA482 | DC | 480 | 1 | 2 | Configurable to four or two cables | Tritium | TRI-153-RTM-02-025-#### | DC | 25 | 1 | 2 | 1x CCS1 connector 1x CHAdeMO connector
Zerova | DQWA242 | DC | 240 | 1 | -1 | Configurable to four or two cables | Tritium | TRI-153-RTM-02-050-#### | DC | 50 | 1 | 2 | 1x CCS1 connector 1x CHAdeMO connector
Zerova | DQWA360 | DC | 360 | 1 | -1 | Configurable to four or two cables | Tritium | TRI-153-RTM-02-075-#### | DC | 75 | 1 | 2 | 1x CCS1 connector 1x CHAdeMO connector
Zerova | DS120: DSWU122/DSWA122 | DC | 120 | 0 | -1 | 1x CCS1 connector 1x CHAdeMO connector | TurnOnGreen | FSP1200/CPEVDC-120KW-# | DC | 120 | 0 | -1 | Single Port, CCS connector
Zerova | DS150: DSWU152/DSWA152 | DC | 150 | 0 | -1 | 1x CCS1 connector 1x CHAdeMO connector | TurnOnGreen | FSP300/CPEVDC-30KW-# | DC | 30 | 0 | -1 | Single Port, CCS connector
Zerova | DS180: DSWU182/DSWA182 | DC | 180 | 0 | -1 | 1x CCS1 connector 1x CHAdeMO connector; OCA Full and Security certificates under software version V1.00 | TurnOnGreen | FSP600/CPEVDC-60KW-# | DC | 60 | 0 | -1 | Single Port, CCS connector
Zerova | DS60: DSWU601/DSWA601/SF##601 | DC | 60 | 0 | 2 | 1x CCS1 connector 1x CHAdeMO connector | XCharge | C6AM150XX | DC | 150 | 0 | 2 | Standalone DCFC, no HPC needed, runs off its own power
Zerova | DS90: DSWU901/DSWA901 | DC | 90 | -1 | -1 | 1x CCS1 connector 1x CHAdeMO connector | XCharge | C6AM200XX (125kW) | DC | 125 | 0 | 2 | Runs on 208 3P power, standalone DCFC
Zerova | DT240: DTWA240 | DC | 240 | 1 | -1 | Configurable to four or two cables | XCharge | C6AM90XX | DC | 95 | 0 | 2 | Runs on 208 3P power, standalone DCFC
Zerova | DZ480: DZWU482/DEZWA482 | DC | 480 | 1 | -1 | Configurable to two, four, or six cables | Xcharge | C7AM-240-CC / C7AM-240-LQ- CC | DC | 240 | 1 | -1 | Dual port DCFC (up to 400kW), available with both CCS1 and NACS (liquid or air cooled cable)
[7 empty] | Xcharge | C7AM-280-CC / C7AM-280-LQ-CC | DC | 280 | 1 | -1 | Dual port DCFC (up to 400kW), available with both CCS1 and NACS (liquid or air cooled cable)
[7 empty] | Xcharge | C7AM-320-CC / C7AM-320-LQ-CC | DC | 320 | 1 | -1 | Dual port DCFC (up to 400kW), available with both CCS1 and NACS (liquid or air cooled cable)
[7 empty] | Xcharge | C7AM-360-CC / C7AM-360-LQ-CC | DC | 360 | 1 | -1 | Dual port DCFC (up to 400kW), available with both CCS1 and NACS (liquid or air cooled cable)
[7 empty] | Xcharge | C7AM-400-CC / C7AM-400-LQ-CC | DC | 400 | 1 | -1 | Dual port DCFC (up to 400kW), available with both CCS1 and NACS (liquid or air cooled cable)
[7 empty] | XCharge | NZS/2215, NZS/430 | DC | 194 | 1 | -1 | All-in-one battery-integrated storage system delivering dual-port DC fast charging up to 194 kW with CCS1 and NACS, requiring minimal grid power for flexible, high-performance deployment.
[7 empty] | Zerova | DD3.0/3.5 Dispenser: DDWU362/DDWA362 | DC | 360 | 0 | 2 | 0
[7 empty] | Zerova | DO360: DOWU362/DOWA362 | DC | 360 | 0 | -1 | Power Cabinet. 1x CCS1 connector or 1x CHAdeMO connector. Vetted dispensers are DDWU362T0TE2PN- RW DDWU362T0TE2N7-RW, DDWU362V00E2N7-RW DDWU362U0UE2PN-RW, DDWU362U0UE2N7-RW, DDWU362K0TE2PN-RW, DDWU362K0TE2N7-RW, DDWU362K0UE2PN-RW, DDWU362K0UE2N7-RW, DDWU362G00E2PN-RW, DDWU362G00E2N7-RW, DDWU362K00E2PN-RW, DDWU362K00E2N7-RW, DDWU362U00E2PN-RW, DDWU362U00E2N7-RW, DDWU362T00E2PN-RW, DDWU362T00E2N7-RW, DDWU362V0UE2PN-RW, DDWU362V0UE2N7-RW, DDWU362V0KE2PN-RW, DDWU362V0KE2N7-RW, DDWU362V0TE2PN-RW, DDWU362V0TE2N7-RW, DDWU362V00E2PN-RW.
[7 empty] | Zerova | DQ480: DQWU482/DQWA482 | DC | 480 | 1 | 2 | Configurable to four or two cables
[7 empty] | Zerova | DQWA242 | DC | 240 | 1 | -1 | Configurable to four or two cables
[7 empty] | Zerova | DQWA360 | DC | 360 | 1 | -1 | Configurable to four or two cables
[7 empty] | Zerova | DS120: DSWU122/DSWA122 | DC | 120 | 0 | -1 | 1x CCS1 connector 1x CHAdeMO connector
[7 empty] | Zerova | DS150: DSWU152/DSWA152 | DC | 150 | 0 | -1 | 1x CCS1 connector 1x CHAdeMO connector
[7 empty] | Zerova | DS180: DSWU182/DSWA182 | DC | 180 | 0 | -1 | 1x CCS1 connector 1x CHAdeMO connector; OCA Full and Security certificates under software version V1.00
[7 empty] | Zerova | DS60: DSWU601/DSWA601/SF##601 | DC | 60 | 0 | 2 | 1x CCS1 connector 1x CHAdeMO connector
[7 empty] | Zerova | DS90: DSWU901/DSWA901 | DC | 90 | -1 | -1 | 1x CCS1 connector 1x CHAdeMO connector
[7 empty] | Zerova | DT240: DTWA240 | DC | 240 | 1 | -1 | Configurable to four or two cables
[7 empty] | Zerova | DW30: DWWU301/DWWA301 | DC | 30 | 0 | -1 | 1x CCS1 connector 1x CHAdeMO connector
[7 empty] | Zerova | DZ480: DZWU482/DEZWA482 | DC | 480 | 1 | -1 | Configurable to two, four, or six cables

## DRAFT - ORG BH (hidden)
DRAFT - ORG BHE
Updated February 6, 2026
These EVSE meet the program requirements established by Org BHE
AC Equipment | [5 empty] | DC Equipment
Brand | Model Number | Model Name | Type | Max Power (kW) | NOTES | Brand | Model Number | Model Name | Type | Max Power (kW) | NOTES
ABB | 6AGC081291 | Terra AC Wallbox UL TAC-W19-P8-RD-MCD-0 | AC | 19.2 | 0 | ABB | C50S#NA### | C50 | DC | 50 | Dual port.
ABB | 6AGC082553 | Terra AC Wallbox UL TAC-W9-P8-RD-MCD-0 | AC | 9.6 | 0 | ABB | HVC 150-C | HVC-C | DC | 150 | The HVC150-C is a depot style charger that can have up to 3 CCS1 depot boxes charging sequentially.
AISPEX Inc. | Gold-48 | Commercial L2 Charger | AC | 11.5 | 0 | ABB | HVC200-4D/2D | HVC-C | DC | 200 | Each power level can connect to a max of 4 Charging Interfaces (Ports). Each of which may be a CCS1 or Pantographs. NRTL certficate covers the pantograph for the product as well.
ATG Electronics | ATG-C01-40A | Commercial EV Charger | AC | 9.6 | Single port | ABB | HVC300-4D/2D | HVC-C | DC | 300 | Each power level can connect to a max of 4 Charging Interfaces (Ports). Each of which may be a CCS1 or Pantographs. NRTL certficate covers the pantograph for the product as well.
ATG Electronics | ATG-C01-48A | Commercial EV Charger | AC | 11.5 | Single port | ABB | HVC360-4D/2D | HVC-C | DC | 360 | Each power level can connect to a max of 4 Charging Interfaces (Ports). Each of which may be a CCS1 or Pantographs. NRTL certficate covers the pantograph for the product as well.
Autel | AC W12-L-4G | AC Elite | AC | 12 | Single Port ; OCPP Full Certificate with software version V1.13.97 | ABB | Terra 124 ### | Terra 124 ### | DC | 120 | Available with 1 or 2 CCS1, CCS2 or CHAdeMO connectors
Autel | AC W12-L-4G-40 | AC Elite 40 | AC | 8.3 | Single Port. This is the same model as the W12-L-4G. The charger can be derated to 40A and thus be eligible for SCE's Charge Ready Light Duty program. SCE added -40 at the end to differentiate it from the 50A version. | ABB | Terra 184 ### | Terra 184 ### | DC | 180 | Available with 1 or 2 CCS1, CCS2 or CHAdeMO connectors
Autel | Maxi UW19C002 | MaxiCharger AC Pro 80A | AC | 19.2 | Single port. | ABB | Terra 24 DC Wallbox | Terra DC Wallbox | DC | 24 | 1x CCS1 connector 1x CHAdeMO connector
Autel | Maxi UW19CJ02 | MaxiCharger AC 80A | AC | 19.2 | Single port. | ABB | Terra 54 | Terra 54 UL | DC | 50 | 1x CCS1 connector 1x CHAdeMO connector
Autel | Maxi UW19L002 | MaxiCharger AC Pro 80A | AC | 19.2 | Single port. | ABB | Terra 54 HV | Terra 54HV UL | DC | 50 | 1x CCS1 or CCS2 connector
Autel | Maxi UW19L002-40 | MaxiCharger AC Pro 80A-40 | AC | 9.6 | Single port. | ABB | Terra 94 ### | Terra 94 ### | DC | 90 | Available with 1 or 2 CCS1, CCS2 or CHAdeMO connectors
Autel | Maxi UW19LJ02 | MaxiCharger AC 80A | AC | 19.2 | Single port. | ABB | Terra HP 175 | Terra HP | DC | 175 | Modular system using liquid-cooled cables, 1x CCS1 connector and 1x CHAdeMO connector per dispenser
Autel | Maxi UW19LJ02-40 | MaxiCharger AC 80A-40 | AC | 9.6 | Single port. | ABB | Terra HP 350 | Terra HP | DC | 350 | Modular system using liquid-cooled cables, 1x CCS1 connector and 1x CHAdeMO connector per dispenser
Autel | UF####001 | AC Ultra | AC | 19.2 | Single Port or Dual Port. No credit card reader | ABM eMobility | (2) 6AGC067631 - (1) 6AGC101327 | ABM Terra HP 350 | DC | 350 | Modular system using liquid-cooled cables, 1x CCS1 connector and 1x CHAdeMO connector per dispenser
Autel | UF####1-40 | AC Ultra 40 | AC | 9.6 | Dual Port. This is the same model as the UF****01. The charger can be derated to 40A and thus be eligible for SCE's Charge Ready Light Duty program. SCE added -40 at the end to differentiate it from the other 80A version. | ABM eMobility | (2) 6AGC067632 - (2) 6AGC101327 | ABM Terra HP 350 | DC | 350 | Modular system using liquid-cooled cables, 1x CCS1 connector and 1x CHAdeMO connector per dispenser
Autel | UF####101 | AC Ultra | AC | 19.2 | Single Port or Dual Port | ABM eMobility | 6AGC079381- DCWB22 C SP | ABM Terra 24 DC Wallbox | DC | 24 | 1x CCS1 connector 1x CHAdeMO connector
Autel | UW12-J0610CA0002 | MaxiCharger AC Single | AC | 12 | Single port. | ABM eMobility | 6AGC081364 - DCWB22 C 3P | ABM Terra 24 DC Wallbox | DC | 24 | 1x CCS1 connector 1x CHAdeMO connector
Autel | UW12-J0610CA0002-40 | MaxiCharger AC Single | AC | 9.6 | Single port. | ABM eMobility | 6AGC08281 - T54HV CJ + CCR | ABM Terra 54 HV | DC | 50 | 1x CCS1 or CCS2 connector
Autel | UW12-J0610CA0002-32 | MaxiCharger AC Single | AC | 7.7 | Single port. | ABM eMobility | 6AGC085478 - T124 CJ HC | ABM Terra 124 ### | DC | 120 | Available with 1 or 2 CCS1, CCS2 or CHAdeMO connectors
Autel | UW12-J0650CA0002 | MaxiCharger AC Single | AC | 12 | Single port. | ABM eMobility | 6AGC085481 - T124 CC HC | ABM Terra 124 ### | DC | 120 | Available with 1 or 2 CCS1, CCS2 or CHAdeMO connectors
Autel | UW12-J0650CA0002-40 | MaxiCharger AC Single-40 | AC | 9.6 | Single port. | ABM eMobility | 6AGC100820 - T184 CC HC | ABM Terra 184 ### | DC | 180 | Available with 1 or 2 CCS1, CCS2 or CHAdeMO connectors
Autel | UW12-J0650CA0002-32 | MaxiCharger AC Single-32 | AC | 7.7 | Single port. | ABM eMobility | 6AGC101315 - T184 CJ HC | ABM Terra 184 ### | DC | 180 | Available with 1 or 2 CCS1, CCS2 or CHAdeMO connectors
Blink | 780 | Series 7 ISO Single | AC | 19.2 | Single port. | ABM eMobility | 6AGC107092 - T54HV C | ABM Terra 54 HV | DC | 50 | 1x CCS1 or CCS2 connector
Blink | 01-0202 (MQ 200) | MQ 200 | AC | 12 | Single Port; NRTL listed as LiteOn MQW2-50C-M2-R#-#-23 and HQW2-50C-#-N#-#-23 | ABM eMobility | 6AGC107314 - DCWB22 CJ SP | ABM Terra 24 DC Wallbox | DC | 24 | 1x CCS1 connector 1x CHAdeMO connector
Blink | 780 Series | Series 7 ISO Plus | AC | 19.2 | Dual Port, Standalone network capability | ABM eMobility | 6AGC107315 - DCWB22 CJ 3P | ABM Terra 24 DC Wallbox | DC | 24 | 1x CCS1 connector 1x CHAdeMO connector
Blink | 880 (80A) | Series 8 ISO Plus | AC | 19.2 | Dual Port, Standalone network capability | ABM eMobility | 6AGC108711 - T54HV C +CCR | ABM Terra 54 HV | DC | 50 | 1x CCS1 or CCS2 connector
Blink | IQW2-80U-M1-R2-N-25 (Advanced-LTE) Part Number 01-0207-LTE (IQ 200 Advanced) | IQ 200 Advanced | AC | 19.2 | Single Port | ABM eMobility | 6AGC112873-T184 CJ HC + CCR | ABM Terra 184 ### | DC | 180 | Available with 1 or 2 CCS1, CCS2 or CHAdeMO connectors
Blink | IQW2-80U-M1-R2-N-25-40 (Advanced-LTE) 01-0207-LTE-40 (IQ 200 Advanced) | IQ 200 Advanced | AC | 8.3 | Single Port | ABM eMobility | 6AGC112876 - T184 CC HC + CCR | ABM Terra 184 ### | DC | 180 | Available with 1 or 2 CCS1, CCS2 or CHAdeMO connectors
breezEV | EVC-L2-48A-L1-1-4G-D-AU-L-# | SMART CONNECTED LEVEL 2 EV CHARGING STATION | AC | 11.2 | 48A Max Charger, Screen, RFID, 4G Cellular, Wall-Mount, AmpUp LITE Plan, # determines plan length | ABM eMobility | 6AGC112949 - T124 CJ HC + CCR | ABM Terra 124 ### | DC | 120 | Available with 1 or 2 CCS1, CCS2 or CHAdeMO connectors
breezEV | EVC-L2-P80-18-AP# | P80 - 80AMP Level 2 Charger | AC | 19.2 | Single port. Last character denotes years of AmpUp Pro Software included | ABM eMobility | 6AGC112997 - T124 CC HC + CCR | ABM Terra 124 ### | DC | 120 | Available with 1 or 2 CCS1, CCS2 or CHAdeMO connectors
ChargePoint | CP6####-50A-##-40 | 6000 Series | AC | 9.6 | CP6000 family, NA, AC Station, 1 or 2 x Type 1 Cable, 50A or 80A, 1-Phase, 18' or 23' Cable, 6' or 8' Cable Management Kit, Pedestal or Wall Mount, 8" Touch Display, Contactless Credit Card and RFID Reader, Cellular/Wi-Fi, UL, Power Share Jumper, 1YR Parts Warranty, Optional credit card reader | Alpitronic | HYC400-1 | Hypercharger | DC | 100 | 1-4 Ports
ChargePoint | CP6####-50A-L## | 6000 Series | AC | 12 | CP6000 family, NA, AC Station, 1 or 2 x Type 1 Cable, 50A or 80A, 1-Phase, 18' or 23' Cable, 6' or 8' Cable Management Kit, Pedestal or Wall Mount, 8" Touch Display, Contactless Credit Card and RFID Reader, Cellular/Wi-Fi, UL, Power Share Jumper, 1YR Parts Warranty, Optional credit card reader | Alpitronic | HYC400-2 | Hypercharger | DC | 200 | 1-4 Ports
ChargePoint | CP6####-80A-L## | 6000 Series | AC | 19.2 | CP6000 family, NA, AC Station, 1 or 2 x Type 1 Cable, 50A or 80A, 1-Phase, 18' or 23' Cable, 6' or 8' Cable Management Kit, Pedestal or Wall Mount, 8" Touch Display, Contactless Credit Card and RFID Reader, Cellular/Wi-Fi, UL, Power Share Jumper, 1YR Parts Warranty, Optional credit card reader | Alpitronic | HYC400-3 | Hypercharger | DC | 300 | 1-4 Ports
ChargePoint | CPF50- L##-****** | CPF50 | AC | 12 | CPF50 family, Single or Dual Port, Pedestal or Wall Mount, 50A, Type 1, Cable 18' or 23', Single Phase Charger, Cable Management Kit optional | Alpitronic | HYC400-4 | Hypercharger | DC | 400 | 1-4 Ports
ChargePoint | CPF50- L##-******-40 | CPF50 | AC | 9.6 | CPF50 family, Single or Dual Port, Pedestal or Wall Mount, 50A, Type 1, Cable 18' or 23', Single Phase Charger, Cable Management Kit optional | Alpitronic | HYC50 | Hypercharger | DC | 50 | 1-2 Ports
ChargeSmart EV | CSEV-AC-#P | 0 | AC | 19.2 | Single Port or Dual Port. No credit card reader | Autel | DC Compact - UW040A2501 | DC Compact | DC | 40 | Dual Port.
ChargeTronix | CTC-CAC80 | FLUX AC | AC | 19.2 | Single or double port. | Autel | DC HiPower | DC HiPower | DC | 640 | The DC HiPower has a power cabinet with dispenser set up. It comes in 320, 480, or 640kW options and can be purchased with 2, 4, 6, or 8 ports depending on the number of dispensers.
ChargeTronix | CTX-C32-240-1 | FLUX AC 32A | AC | 7.6 | Single port. | Autel | MaxiCharger DH480 | MaxiCharger DH480 | DC | 480 | Dual or quad port.
ChargeTronix | CTX-C40-240-1 | FLUX AC 40A | AC | 9.6 | Single port | Autel | MaxiCharger DH400 | MaxiCharger DH400 | DC | 400 | Dual or quad port.
ChargeTronix | CTX-C40-240-2 | FLUX AC Dual 40A | AC | 19.2 | Dual port. | Autel | MaxiCharger DH360 | MaxiCharger DH360 | DC | 360 | Dual or quad port.
ChargeTronix | CTX-C48-240-1 | FLUX AC 48A | AC | 11.5 | Single port. | Autel | MaxiCharger DH300 | MaxiCharger DH300 | DC | 300 | Dual or quad port.
ChargeTronix | CTX-C80-240-1 | FLUX AC Single 80A | AC | 19.2 | Single port. | Autel | UF060A3001 | Maxicharger DC Fast 60kW | DC | 60 | Single or dual port
ChargeTronix | CTX-C80-240-2 | FLUX AC Dual 80A | AC | 19.2 | Dual port. | Autel | UF080A3001 | Maxicharger DC Fast 80kW | DC | 80 | Single or dual port
ChargeTronix | CTX-CAC48 | FLUX AC | AC | 11.6 | Single port. | Autel | UF100A3001 | Maxicharger DC Fast 100kW | DC | 100 | Single or dual port
CyberSwitching | CSE4-4G-BL | CSE4 | AC | 11.5 | Single Port | Autel | UF120A3001 | Maxicharger DC Fast 120kW | DC | 120 | Single or dual port
CyberSwitching | CSE1-4G-BL | CSE1 | AC | 11.5 | Single Port | Autel | UF140A4001 | Maxicharger DC Fast 140kW | DC | 140 | Single or dual port
CyberSwitching | CSE1-4G-BL-40 | CSE1 | AC | 7.5 | Single Port | Autel | UF160A4001 | Maxicharger DC Fast 160kW | DC | 160 | Single or dual port
CyberSwitching | CSE1-WIFI-BL | CSE1 | AC | 11.5 | Single Port | Autel | UF180A4001 | Maxicharger DC Fast 180kW | DC | 180 | Single or dual port
CyberSwitching | CSE1-WIFI-BL-40 | CSE1 | AC | 7.5 | Single Port | Autel | UF200A4001 | Maxicharger DC Fast 200kW | DC | 200 | Single or dual port
DynaChrg | EVJ002 | EVJ002 | AC | 19.2 | Single port. 48 amps and 80 amps | Autel | UF220A4001 | Maxicharger DC Fast 220kW | DC | 220 | Single or dual port
DynaChrg | EVJ005 | EVJ005 | AC | 11.5 | Dual port, each simultaneously 48 amps | Autel | UF240A4001 | Maxicharger DC Fast 240kW | DC | 240 | Single or dual port
Eaton | CP6####-50A-##-40-ETN | 6000 Series | AC | 9.6 | CP6000 family, NA, AC Station, 1 or 2 x Type 1 Cable, 50A or 80A, 1-Phase, 18' or 23' Cable, 6' or 8' Cable Management Kit, Pedestal or Wall Mount, 8" Touch Display, Contactless Credit Card and RFID Reader, Cellular/Wi-Fi, UL, Power Share Jumper, 1YR Parts Warranty, Optional credit card reader | Blink | 9100 | Series 9 | DC | 40 | Single port.
Eaton | CP6####-50A-L##-ETN | 6000 Series | AC | 12 | CP6000 family, NA, AC Station, 1 or 2 x Type 1 Cable, 50A or 80A, 1-Phase, 18' or 23' Cable, 6' or 8' Cable Management Kit, Pedestal or Wall Mount, 8" Touch Display, Contactless Credit Card and RFID Reader, Cellular/Wi-Fi, UL, Power Share Jumper, 1YR Parts Warranty, Optional credit card reader | Blink | 01-0561 | Blink 30kW | DC | 30 | Single Port ; CCS1 or CHAdeMO or NACS
Eaton | CP6####-80A-L##-ETN | 6000 Series | AC | 19.2 | CP6000 family, NA, AC Station, 1 or 2 x Type 1 Cable, 50A or 80A, 1-Phase, 18' or 23' Cable, 6' or 8' Cable Management Kit, Pedestal or Wall Mount, 8" Touch Display, Contactless Credit Card and RFID Reader, Cellular/Wi-Fi, UL, Power Share Jumper, 1YR Parts Warranty, Optional credit card reader | Blink | 01-0562 | Blink 60kW | DC | 60 | Dual Port ; either 2 x CCS or 1x CCS + 1x CHAdeMO or or 1x CCS + 1x NACS or 2 x NACS
Eaton | CPF50- L##-******-40-ETN | CPF50 | AC | 9.6 | CPF50 family, Single or Dual Port, Pedestal or Wall Mount, 50A, Type 1, Cable 18' or 23', Single Phase Charger, Cable Management Kit optional | Blink | 01-0568 | Blink 300kW | DC | 300 | Dual Port ; either 2 x CCS or 1x CCS + 1x CHAdeMO or or 1x CCS + 1x NACS or 2 x NACS
Eaton | CPF50- L##-******-ETN | CPF50 | AC | 12 | CPF50 family, Single or Dual Port, Pedestal or Wall Mount, 50A, Type 1, Cable 18' or 23', Single Phase Charger, Cable Management Kit optional | Blink | 01-0569 | Blink 360kW | DC | 360 | Dual Port ; either 2 x CCS or 1x CCS + 1x CHAdeMO or or 1x CCS + 1x NACS or 2 x NACS
Eaton | GMEV32BAB-DC / GMEV32BR-DC / GMEV32BAB-JB / GMEV32BR-JB / GMEV32BR-WC / GMEV32BR-WCPL GMEV32XXX-XXXX | Green Motion EV Charger | AC | 7.7 | 0 | Blink | 01-0577 | Blink 120kW | DC | 120 | Dual Port ; either 2 x CCS or 1x CCS + 1x CHAdeMO or or 1x CCS + 1x NACS or 2 x NACS
Eaton | GMEV40CIE1B-WC/ GMEV40CIC1B-WC | Green Motion EV Charger | AC | 9.6 | 0 | Blink | 01-0578 | Blink 180kW | DC | 180 | Dual Port ; either 2 x CCS or 1x CCS + 1x CHAdeMO or or 1x CCS + 1x NACS or 2 x NACS
Eaton | GMEV40CME1B-WC/ GMEV40CMC1B-WC/ GMEV40CMX1B-WC | Green Motion EV Charger | AC | 9.6 | 0 | Blink | 01-0581 | Blink 240kW | DC | 240 | Dual Port ; either 2 x CCS or 1x CCS + 1x CHAdeMO or or 1x CCS + 1x NACS or 2 x NACS
Eaton | GMEV48CMC1-WC | Green Motion Building Pro | AC | 11.5 | Single port. | Blink | 200-000320-A | Blink 200kW | DC | 200 | Dual Port ; either 2 x CCS or 1x CCS + 1x CHAdeMO or or 1x CCS + 1x NACS or 2 x NACS
Eaton | GMEV48CMC1-WC-40 | Green Motion Building Pro | AC | 9.6 | Single port. | Blink | C50####### C80####### | C-Series | DC | 600 | Up to 8 ports. Kempower Power Unit supplies DC power to various distributed dispenser ouputs including but not limited to the Kempower Satellite (offers single or dual port configurations), the Kempower Liquid Cooled Satellite, etc.. Details about qualifications relevant to each variant is detailed in the corresponding notes section.
Eaton | GMEV48CME1-WC | Green Motion Building Pro | AC | 11.5 | Single port. | BorgWarner | RES-DCVC125-480 | EV DC Fast Charging Power Conversion System (PCS) 125kW | DC | 125 | Power Cabinet, Firmware 603/0A16, Checksum A6AB
Eaton | GMEV48CME1-WC-40 | Green Motion Building Pro | AC | 9.6 | Single port. | BorgWarner | RES-DCVC125-480-V2G | EV DC Fast Charging Power Conversion System (PCS) 125kW | DC V2G | 125 | Power Cabinet, Firmware 603/0A16, Checksum A6AB Approved dispensers are RES-D2-CS20, 1x CCS1 connector and RES-D3-CS20, 1x CCS1 connector
Eaton | GMEV80CIE1B-WC/ GMEV80CIC1B-WC | Green Motion EV Charger | AC | 19.2 | 0 | BorgWarner | RES-DCVC60-480 | EV DC Fast Charging Power Conversion System (PCS) 125kW | DC | 60 | Approved dispensers are RES-D2-CS20, 1x CCS1 connector and RES-D3-CS20, 1x CCS1 connector
Eaton | GMEV80CMC1-WC | Green Motion Fleet Pro | AC | 19.2 | Single port. | BorgWarner | RES-DCVC60-480-V2G | EV DC Fast Charging Power Conversion System (PCS) 125kW | DC V2G | 60 | Approved dispensers are RES-D2-CS20-V2G, 1x CCS1 connector and RES-D3-CS20-V2G, 1x CCS1 connector
Eaton | GMEV80CMC1-WC-40 | Green Motion Fleet Pro | AC | 9.6 | Single port. | BTC Power | HPCD6-500-05-005 | 0 | DC | 360 | Can power up to 4 dual port Fleet Dispensers to 1 Power Cabinet and charge sequentially. can charge up to 8 vehicles sequentially as a result.
Eaton | GMEV80CMC1B-AA | Green Motion EV Charger | AC | 19.2 | AB Phasing/Cellular | BTC Power | HPCD8-350-0# | Fleet Dispenser | DC | 180 | Can power up to 4 dual port Fleet Dispensers to 1 Power Cabinet and charge sequentially. can charge up to 8 vehicles sequentially as a result.
Eaton | GMEV80CMC1B-AB | Green Motion EV Charger | AC | 19.2 | BC Phasing/Cellular | BTC Power | HPCT2-120-480-# | 0 | DC | 120 | BTC Power Hardware is network/backend agnostic, but also provide our own basic network option if needed. Vetted dispensers are EVDSP-350-5-120-0-2-C-4-0 EVDSP-350-3-120-0-C-4-0
Eaton | GMEV80CMC1B-AC | Green Motion EV Charger | AC | 19.2 | CA Phasing/Cellular | BTC Power | HPCT2-150-480-# | 0 | DC | 150 | BTC Power Hardware is network/backend agnostic, but also provide our own basic network option if needed. Vetted dispensers are EVDSP-350-5-120-0-2-C-4-0 EVDSP-350-3-120-0-C-4-0
Eaton | GMEV80CME1-WC | Green Motion Fleet Pro | AC | 19.2 | Single port. | BTC Power | HPCT2-180-480-# | 0 | DC | 180 | BTC Power Hardware is network/backend agnostic, but also provide our own basic network option if needed. Vetted dispensers are EVDSP-350-5-120-0-2-C-4-0 EVDSP-350-3-120-0-C-4-0
Eaton | GMEV80CME1-WC-40 | Green Motion Fleet Pro | AC | 9.6 | Single port. | BTC Power | HPCT2-240-480-# | 0 | DC | 240 | BTC Power Hardware is network/backend agnostic, but also provide our own basic network option if needed. Vetted dispensers are EVDSP-350-5-120-0-2-C-4-0 EVDSP-350-3-120-0-C-4-0
Eaton | GMEV80CME1B-AA | Green Motion EV Charger | AC | 19.2 | AB Phasing/Wi-Fi | BTC Power | HPCT2-360-480-# | 0 | DC | 360 | BTC Power Hardware is network/backend agnostic, but also provide our own basic network option if needed
Eaton | GMEV80CME1B-AB | Green Motion EV Charger | AC | 19.2 | BC Phasing/Wi-Fi | BTC Power | HPCD7-350-###-01# | Gen4 Public Dispenser | DC | 360 | BTC Power Hardware is network/backend agnostic, but also provide our own basic network option if needed
Eaton | GMEV80CME1B-AC | Green Motion EV Charger | AC | 19.2 | CA Phasing/Wi-Fi | BTC Power | HPCT3-###-480-# / HPCD7-500-###-01# | Gen4 Public Dispenser | DC | 360 | BTC Power Hardware is network/backend agnostic, but also provide our own basic network option if needed
Eaton | GMEV80CME1B-WC/ GMEV80CMC1B-WC/ GMEV80CMX1B-WC | Green Motion EV Charger | AC | 19.2 | 0 | BTC Power | L3A-120-480-### | 0 | DC | 120 | BTC Power Hardware is network/backend agnostic, but also provide our own basic network option if needed
Elinta Charge, UAB | CC-M2-USA-COM-PAY | CityCharge Mini2 | AC | 9.6 | Dual port. All-In-One Dual Charging System, Standalone, Spiral Cable, Network Capable EVSE, Optional Credit Card Reader. | BTC Power | L3A-150-480-### | 0 | DC | 150 | BTC Power Hardware is network/backend agnostic, but also provide our own basic network option if needed
Elinta Charge, UAB | CC-V2-USA-COM-PAY | CityCharge V2 | AC | 9.6 | Dual port. All-In-One Dual Charging System, Standalone, Spiral Cable, Network Capable EVSE, Optional Credit Card Reader. | BTC Power | L3A-90-480-### | 0 | DC | 90 | BTC Power Hardware is network/backend agnostic, but also provide our own basic network option if needed\
EnergiSpot | ATLEU2-50AAS | Level 2 AC Charger | AC | 12 | Single port per unit, when configured as a dual unit on a single pedestal, each charger delivers their perscribed max output rating - never splitting power on a simutaneous charging session. | Camber | PC-060-PI | 0 | DC | 60 | Power Cabinet. Vetted dispensers are NBDI2000U,NBDI3000U. 1x CCS1 connector or 1x CHAdeMO connector.
EnergiSpot | ATLEU2-80AAS | Level 2 AC Charger | AC | 19.2 | Single port per unit, when configured as a dual unit on a single pedestal, each charger delivers their perscribed max output rating - never splitting power on a simutaneous charging session. | Camber | PC-120-PI | 0 | DC | 120 | Power Cabinet. Vetted dispensers are NBDI2000U,NBDI3000U. 1x CCS1 connector or 1x CHAdeMO connector.
EnergiSpot | ATLUE2-32AAS | Level 2 AC Charger | AC | 7.7 | Single port per unit, when configured as a dual unit on a single pedestal, each charger delivers their perscribed max output rating - never splitting power on a simutaneous charging session. | Camber | PC-120-PS | 0 | DC | 120 | Power Cabinet. Vetted dispensers are NBDI2000U,NBDI3000U. 1x CCS1 connector or 1x CHAdeMO connector.
ENERGY5 | IC3-32A-H-A | ENERGY5 PowerPump (IC3) | AC | 7.6 | Single port. | Camber | PC-150-PI | 0 | DC | 150 | Power Cabinet. Vetted dispenser is NBDI2000U,NBDI3000U. Available with 1 or 2 CCS1 or CHAdeMo connectors.
ENERGY5 | SC3-32A-H | ENERGY5 PowerPump (SC3) | AC | 7.6 | Single port. | Camber | PC-180-PI | 0 | DC | 180 | Power Cabinet. Vetted dispenser is NBDI2000U,NBDI3000U. Available with 1 or 2 CCS1 or CHAdeMo connectors.
Espen | EVC/A48 | EVC/A48 | AC | 11.5 | Single port. | CENNTRO | DCC190C190 | DC Electric Vehicle Charging Station | DC | 180 | Dual port.
Espen | EVC/A48X2 | EVC/A48X2 | AC | 11.5 | Dual port. | CHAEVI | CV-3FD120P-IUL3 | SONIC (120kW) (3 Phase, 3 Wire) | DC | 120 | Dual port. Stand-Alone Equipment 120,150,180kW Serial-UL listed. Dynamic Load Balancing Available. NACS Cable Adaptable
Espen | EVC/A48S | EVC/A48S | AC | 11.5 | Single port. | CHAEVI | CV-3FD150P-IUL3 | SONIC (150kW) (3 Phase, 3 Wire) | DC | 150 | Dual port. Stand-Alone Equipment 120,150,180kW Serial-UL listed. Dynamic Load Balancing Available. NACS Cable Adaptable
Espen | EVC/A48S-40 | EVC/A48S | AC | 9.6 | Single port. | CHAEVI | CV-3FD180P-IUL3 | SONIC (180kW) (3 Phase, 3 Wire) | DC | 180 | Dual port. Stand-Alone Equipment 120,150,180kW Serial-UL listed. Dynamic Load Balancing Available. NACS Cable Adaptable
Espen | EVC/A48SX2 | EVC/A48SX2 | AC | 11.5 | Dual Port | CHAEVI | CV-3FD120P-IUL | SONIC (120kW) (3 Phase, 4 Wire) | DC | 120 | Dual port. Stand-Alone Equipment 120,150,180kW Serial-UL listed. Dynamic Load Balancing Available. NACS Cable Adaptable
Espen | EVC/A48SX2-40 | EVC/A48SX2 | AC | 9.6 | Dual Port | CHAEVI | CV-3FD150P-IUL | SONIC (150kW) (3 Phase, 4 Wire) | DC | 150 | Dual port. Stand-Alone Equipment 120,150,180kW Serial-UL listed. Dynamic Load Balancing Available. NACS Cable Adaptable
Espen | EVC/A80 | EVC/A80 | AC | 19.2 | Single port. | CHAEVI | CV-3FD180P-IUL | SONIC (180kW) (3 Phase, 4 Wire) | DC | 180 | Dual port. Stand-Alone Equipment 120,150,180kW Serial-UL listed. Dynamic Load Balancing Available. NACS Cable Adaptable
Espen | EVC/A80S | EVC/A80S | AC | 19.2 | Single port. | CHAEVI | CV-3UD403P-NCC3 (CCS1/CCS1) | SUPERSONIC | DC | 400 | All-in-One Equipment - UL, CTEP listed - Dynamic Load Balancing Available - CCS/NACS Cable
Espen | EVC/A80S-40 | EVC/A80S | AC | 9.6 | Single port. | CHAEVI | CV-3UD403P-NCN3 (CCS1/NACS) | SUPERSONIC | DC | 400 | All-in-One Equipment - UL, CTEP listed - Dynamic Load Balancing Available - CCS/NACS Cable
EVBox | Iqon IQ2303-###### | Iqon | AC | 7.2 | Dual Port , Standalone network capability | CHAEVI | CV-3UD403P-NDN3 (NACS/NACS) | SUPERSONIC | DC | 400 | All-in-One Equipment - UL, CTEP listed - Dynamic Load Balancing Available - CCS/NACS Cable
EVCHRON | iM2C-19.2KA | iM2C-19.2KA | AC | 19.2 | 0 | CHAEVI | DCV-3FD120-ICN | DUOCONIC (120kW) | DC | 120 | Dual port. Stand-Alone Equipment 120,150,180kW Serial-UL listed. Dynamic Load Balancing Available
EVCHRON | iM3C-09K6A | iM3C-09K6A | AC | 9.6 | 0 | CHAEVI | DCV-3FD150-ICN | DUOCONIC (150kW) | DC | 150 | Dual port. Stand-Alone Equipment 120,150,180kW Serial-UL listed. Dynamic Load Balancing Available
EVCHRON | iM3C-11K5A | iM3C-11K5A | AC | 11.5 | 0 | CHAEVI | DCV-3FD180-ICN | DUOCONIC (180kW) | DC | 180 | Dual port. Stand-Alone Equipment 120,150,180kW Serial-UL listed. Dynamic Load Balancing Available
EVCHRON | iM3C-15K6A | iM3C-15K6A | AC | 15.6 | 0 | Charge America | MCS1200 | MCS 4x16 Power Cabinet | DC | 1200 | Allows 5 CCS and 1 MCS connector as well as de-rated configuration with 1, 2, … 5 CCS ports and 0 or 1 MCS port (subject for additional certification)
EverCharge | EV002-48,E800-1000 | EV02 | AC | 11.52 | Single Port, Standalone network capability | Charge America | CCS360PM.XXXA.01001 | 360 kW System DC Charger | DC | 360 | Power Cabinet. 1x CCS1 connector or 1x CHAdeMO connector. NRTL listed as: Phihong DoWU362000D2PN-RW Vetted dispensers are CCS360SGD.XXXA.01001.300 NRTL listed as: Phihong DDWU362T00E2PN-RW CCS360DGD.XXXA.01001.200 NRTL listed as: DDWU362U0UE2PN-RW CCS360DGD.XXXB.01001.300-7 NRTL listed as: DDWU362U0UE2PN-RW
EverCharge | EV002-48,E800-1000-32A | EV02 | AC | 7.68 | Single Port, Standalone network capability | ChargePoint | CPE250C-625-CCS1-200A-**** | Express 250 | DC | 62.5 | ChargePoint Express 250 Station (62.5 kW) - includes Express 250 Station, 2x Power Modules, 1x CCS1 200A cable, 1x CHAdeMO cable or NACS, North America Modem/SIM, cUL and UL listed, requires CPE250-CMT-IMPERIAL in US, CPE250-CMT-METRIC in Canada. CPE250-CMT-IMPERIAL/METRIC not included. FWHA and FTA compliant models available as well as with integrated EMV Chip Reader terminal.
EverCharge | EV002-48,E800-1000-40A | EV02 | AC | 8.3 | Single Port, Standalone network capability | ChargePoint | CPE280-800-NA | Express 280 DC Fast Charging Station | DC | 160 | [Paired Unit] ChargePoint Express 280 Station (80 kW) - includes Express 280 Station, 2x Power Modules, 1 or 2 connectors including CCS1, CHAdeMO, NACS. North America Modem/SIM, cUL and UL listed, FWHA and FTA compliant models available.
EverCharge | EV002-80,E800-1001 | EV02 | AC | 19.2 | Single Port, Standalone network capability | ChargePoint | CPE280-800-NA | Express 280 DC Fast Charging Station | DC | 80 | [Single Unit] ChargePoint Express 280 Station (80 kW) - includes Express 280 Station, 2x Power Modules, 1 or 2 connectors including CCS1, CHAdeMO, NACS. North America Modem/SIM, cUL and UL listed, FWHA and FTA compliant models available.
EverCharge | EV002-80,E800-1001-40A | EV02 | AC | 8.3 | Single Port, Standalone network capability | ChargePoint | CPE280-800-NA-CHIP | Express 280 DC Fast Charging Station | DC | 160 | [Paired Unit, Credit Card Reader sku] ChargePoint Express 280 Station (80 kW) - includes Express 280 Station, 2x Power Modules, 1 or 2 connectors including CCS1, CHAdeMO, NACS. North America Modem/SIM, cUL and UL listed, FWHA and FTA compliant models available.
EVmode | EVM2000-EVM101U | EVM2000 | AC | 11.5 | Single port. | ChargePoint | CPE280-800-NA-CHIP | Express 280 DC Fast Charging Station | DC | 80 | [Single Unit, Credit Card Reader sku] ChargePoint Express 280 Station (80 kW) - includes Express 280 Station, 2x Power Modules, 1 or 2 connectors including CCS1, CHAdeMO, NACS. North America Modem/SIM, cUL and UL listed, FWHA and FTA compliant models available.
EvoCharge | EVC5002XYYY | EVC50 | AC | 12 | Single port. | ChargePoint | CPE280-800-NA-FHWA | Express 280 DC Fast Charging Station | DC | 160 | [Paired Unit, FHWA sku] ChargePoint Express 280 Station (80 kW) - includes Express 280 Station, 2x Power Modules, 1 or 2 connectors including CCS1, CHAdeMO, NACS. North America Modem/SIM, cUL and UL listed, FWHA and FTA compliant models available.
EvoCharge | EVC5003XYYY | EVC50 LTE | AC | 12 | Single port. | ChargePoint | CPE280-800-NA-FHWA | Express 280 DC Fast Charging Station | DC | 80 | [Single Unit, FHWA sku] ChargePoint Express 280 Station (80 kW) - includes Express 280 Station, 2x Power Modules, 1 or 2 connectors including CCS1, CHAdeMO, NACS. North America Modem/SIM, cUL and UL listed, FWHA and FTA compliant models available.
EvoCharge | EVO32-310-001 | iEVSE Plus 32 | AC | 7.7 | Single Port, Standalone network capability | ChargePoint | Express Plus 1000 Power Block: CPPB0001*** PM1.5 43-001200-** EXPP-PL10##*-#*#*#-#*#*#-*** | Express Plus | DC | 500 | Express Plus system includes Power Block, Power Modules, and Power Link 1000 series; Used for Fleet or Commercial.
EvoCharge | EVO32-310-002 | iEVSE Plus 32 | AC | 7.7 | Dual Port, Standalone network capability | ChargePoint | Express Plus 2000 (EXPP-PL20##-CHIP) | Express Plus | DC | 500 | [CHIP sku]Express Plus system includes Power Block, Power Modules, and Power Link 2000 series; Each Power Link Dispenser can include 1 or 2 connctor including CCS, NACS, or CHAdeMO
EvoCharge | EVO32-320-001 | iEVSE 32 | AC | 7.7 | Single Port, Standalone network capability | ChargePoint | Express Plus 2000 (EXPP-PL20##-FHWA) | Express Plus | DC | 500 | [FHWA sku] Express Plus system includes Power Block, Power Modules, and Power Link 2000 series; Each Power Link Dispenser can include 1 or 2 connctor including CCS, NACS, or CHAdeMO
EvoCharge | EVO32-320-002 | iEVSE 32 | AC | 7.7 | Dual Port, Standalone network capability | ChargePoint | Express Plus 2000 (EXPP-PL20##) | Express Plus | DC | 500 | Express Plus system includes Power Block, Power Modules, and Power Link 2000 series; Each Power Link Dispenser can include 1 or 2 connctor including CCS, NACS, or CHAdeMO
EvoCharge | EVO80-###-### | MAX80 | AC | 19.2 | 0 | ChargeSmart EV | CSEV-DC060 | 0 | DC | 60 | Single or dual port
EvoCharge | EVO80-###-###-40 | MAX80 | AC | 9.6 | 0 | ChargeSmart EV | CSEV-DC080 | 0 | DC | 80 | Single or dual port
EvoCharge | W1-1962-#### | iEVSE | AC | 9.6 | 0 | ChargeSmart EV | CSEV-DC100 | 0 | DC | 100 | Single or dual port
EVPassport | Howard Charger | Howard | AC | 19.2 | Single Port, Standalone network capability NRTL listed as ioTecha CCS-ACL2 | ChargeSmart EV | CSEV-DC120 | 0 | DC | 120 | Single or dual port
EVSE LLC | 3703 | ChargeWorks EV Charger | AC | 9.6 | Single port, Must acquire Gateway for network connectivity | ChargeSmart EV | CSEV-DC140 | 0 | DC | 140 | Single or dual port
EVSE LLC | 3722 | EVSE Garage Overhead Charger | AC | 9.6 | Single port, Must acquire Gateway for network connectivity | ChargeSmart EV | CSEV-DC160 | 0 | DC | 160 | Single or dual port
EVSE LLC | 3704 REV G | AutoCoil EV Charger | AC | 9.6 | Single port, Must acquire Gateway for network connectivity | ChargeSmart EV | CSEV-DC180 | 0 | DC | 180 | Single or dual port
EVSE LLC | 3704-002 REV G | AutoCoil EV Charger | AC | 9.6 | Single port, Must acquire Gateway for network connectivity | ChargeSmart EV | CSEV-DC200 | 0 | DC | 200 | Single or dual port
FLO | CoRe+ MAX | CoRe+™ MAX | AC | 19.2 | Single Port | ChargeSmart EV | CSEV-DC220 | 0 | DC | 220 | Single or dual port
FLO | CoRe+ MAX-40 | CoRe+™ MAX | AC | 9.6 | Single Port | ChargeSmart EV | CSEV-DC240 | 0 | DC | 240 | Single or dual port
FLO | CoRe+ STD 21 FT | CoRe+™ | AC | 7.2 | Dual Port , Standalone network capability | ChargeSmart EV | CSEV-DCHi | 0 | DC | 640 | The CSEV-DCHi has a power cabinet with dispenser set up. It comes in 320, 480, or 640kW options and can be purchased with 2, 4, 6, or 8 ports depending on the number of dispensers.
FLO | SmartTWO | SmartTWO™ Series | AC | 7.2 | Single Port, Standalone network capability | ChargeTronix | CTX-AiO-120 | Apex 120kW DCFC | DC | 120 | Dual port.
FLO | SmartTWO Cellular | SmartTWO™ Series | AC | 7.2 | Single Port, Standalone network capability | ChargeTronix | CTX-AiO-160 | Apex 160kW DCFC | DC | 160 | Dual port.
FLO | SmartTWO For City Curbside | SmartTWO™ Series | AC | 7.2 | Single Port, Standalone network capability | ChargeTronix | CTX-AiO-240 | Apex 240kW DCFC | DC | 240 | Dual port.
Ford Pro Charging | FPC-AC0011ZC-U## | 0 | AC | 11.5 | Single Port NRTL listed as Siemens 8EM1314-5CG14-2FA2 | ChargeTronix | CTX-AiO-60 | Apex 60kW DCFC | DC | 60 | Dual port.
Ford Pro Charging | FPC-AC0019ZC-U## | 0 | AC | 19.2 | Single Port NRTL listed as LiteOn EX 1193 XXXX certified models | ChargeTronix | Power Cabinet: CTX-DSPB-360 Dispenser: CTX-DST | Nexus 360kW Distributed System | DC | 360 | Up to 6 ports.
FractalEV | FR-802E1DRNAK | FR-80 (ISO) | AC | 19.2 | Single port | ChargeTronix | Power Cabinet: CTX-DSPB-480 Dispenser: CTX-DST | Nexus 480kW Distributed System | DC | 480 | Up to 6 ports.
FractalEV | FR-482E1DRNAK | FR-48 (ISO) | AC | 11.5 | Single port | ChargeTronix | TP-EVPD-120kW | 120kW DCFC | DC | 120 | Dual Port ; either 2 x CCS or 1x CCS + 1x CHAdeMO or or 1x CCS + 1x NACS or 2 x NACS
FractalEV | FR-482C1DRNAJ | FR-48 | AC | 11.5 | Single port | ChargeTronix | TP-EVPD-160kW | 160kW DCFC | DC | 160 | Dual Port ; either 2 x CCS or 1x CCS + 1x CHAdeMO or or 1x CCS + 1x NACS or 2 x NACS
FractalEV | FR-802C1DRNAJ | FR-80 | AC | 19.2 | Single port | ChargeTronix | TP-EVPD-180kW | 180kW DCFC | DC | 180 | Dual Port ; either 2 x CCS or 1x CCS + 1x CHAdeMO or or 1x CCS + 1x NACS or 2 x NACS
Free2Move | E21CA180Dx | 48A Charger | AC | 11 | Single Port, Standalone network capability; OCA Full and Security certificates under software version V1.00 | ChargeTronix | TP-EVPD-200kW | 200kW | DC | 200 | Dual Port ; either 2 x CCS or 1x CCS + 1x CHAdeMO or or 1x CCS + 1x NACS or 2 x NACS
Free2Move | E21CH012## | 0 | AC | 11 | Single Port, Standalone network capability; OCA Full and Security certificates under software version V1.00 | ChargeTronix | TP-EVPD-240kW | 240kW DCFC | DC | 240 | Dual Port ; either 2 x CCS or 1x CCS + 1x CHAdeMO or or 1x CCS + 1x NACS or 2 x NACS
Free2Move | E21CH019Dx | 80A Charger | AC | 19.1 | Single Port, Standalone network capability | ChargeTronix | TP-EVPD-300kW | 300kW DCFC | DC | 300 | Dual Port ; either 2 x CCS or 1x CCS + 1x CHAdeMO or or 1x CCS + 1x NACS or 2 x NACS
G9EV | JB3.0-XXX | Legacy | AC | 19.2 | 1 or 2 ports. In model number xxx represents two digits of output amperage & 1 digit signifying port quantity | ChargeTronix | TP-EVPD-30kW | 30kW DCFC | DC | 30 | Single Port ; CCS1 or CHAdeMO or NACS
Gateway International 360 | GW-EV75/XXX | GW-EV75/XXX | AC | 11.5 | Single port. | ChargeTronix | TP-EVPD-360kW | 360kW DCFC | DC | 360 | Dual Port ; either 2 x CCS or 1x CCS + 1x CHAdeMO or or 1x CCS + 1x NACS or 2 x NACS
Gateway International 360 | GW-EV500/XXX | GW-EV500/XXX | AC | 11.5 | Single port. | ChargeTronix | TP-EVPD-60kW | 60kW DCFC | DC | 60 | Dual Port ; either 2 x CCS or 1x CCS + 1x CHAdeMO or or 1x CCS + 1x NACS or 2 x NACS
Gateway International 360 | GW-EV550-C/XXX | GW-EV550-C/XXX | AC | 19.2 | Single port. | ChargeTronix | TP-V2G-20-480 | 0 | DC V2G | 20 | Bidirectional charger
Gateway International 360 | GW-EV600/XXX | GW-EV600/XXX | AC | 11.5 | Dual Port | ChargeTronix | TP-V2G-30-480 | 0 | DC V2G | 30 | Bidirectional charger
Generac Power Systems | PUP3-U-1-6-C-GC2 | 48A Level 2 Pro | AC | 11.5 | # is a hold for cable length, connector type, power supply version, custom, and color. Payment terminal requirements aren't met by charger independently. We do allow integration with EVSP that have cloud-to-cloud integrations with payment terminals or kiosks. Examples can be provided. | ChargeTronix | TP-V2G-40-480 | 0 | DC V2G | 40 | Bidirectional charger
ICAPIA | ICACLS4040 | i4040 | AC | 9.6 | Dual port. | ChargeTronix | TP-V2G-60-480 | 0 | DC V2G | 60 | Bidirectional charger
ICAPIA | ICACLS4080 | i4080 | AC | 19.2 | Dual port. | Daimler | Detroit eFill All-in-one 120 | eFill All-in-one 120 | DC | 120 | 1x CCS1 connector or 1x CHAdeMO connector. NRTL listed as Power Electronics NB1200U/NB120SU
ICAPIA | ICACLS80 | i80 | AC | 19.2 | Single port. | Daimler | Detroit eFill All-in-one 150 | eFill All-in-one 150 | DC | 150 | Power Cabinet. 1x CCS1 connector or 1x CHAdeMO connector NRTL Listed as Power Electronics NB1500U/NB150SU. Approved dispenser are Detroit eFill Compact Dispender Duo. NRTL Listed as Power Electronics NBDI2000U,NBDI3000U.
ICAPIA | ICACOP48 | OPAL OMNI 48 | AC | 11.5 | Single port. | Daimler | Detroit eFill All-in-one 180 | eFill All-in-one 180 | DC | 180 | 1x CCS1 connector or 1x CHAdeMO connector. NRTL listed as Power Electronics NB1800U/NB180SU.
InCharge | ICE 80A Dual | ICE 80A Dual | AC | 19.2 | Dual port. | Daimler | Detroit eFill All-in-one 210 | eFill All-in-one 210 | DC | 210 | 1x CCS1 connector or 1x CHAdeMO connector. NRTL listed as Power Electronics NB2100U/NB210SU.
InCharge | ICE 80A Dual-40 | ICE 80A Dual | AC | 9.6 | Dual port. | Daimler | Detroit eFill All-in-one 240 | eFill All-in-one 240 | DC | 240 | 1x CCS1 connector or 1x CHAdeMO connector. NRTL listed as Power Electronics NB2400U/NB240SU.
InCharge | ICE-80A Gen1 | ICE-80A Gen1 | AC | 19.2 | Single port. | Daimler | Detroit eFill All-in-one 60 | eFill All-in-one 60 | DC | 60 | 1x CCS1 connector or 1x CHAdeMO connector. NRTL listed as Power Electronics NB0600U/NB060SU
InCharge | ICE-80A Gen2 | ICE-80A Gen2 | AC | 19.2 | Single port. | Daimler | Detroit eFill All-in-one 90 | eFill All-in-one 90 | DC | 90 | 1x CCS1 connector or 1x CHAdeMO connector. NRTL listed as Power Electronics NB0900U/NB090SU
Integra Energy | IEV-48SEL | IEV-48SEL | AC | 11.5 | Single port. | Daimler | Detroit eFill Power Center 120 | eFill Power Center 120 | DC | 120 | Power Cabinet. 1x CCS1 connector or 1x CHAdeMO connector NRTL Listed as Power Electronics NBi1200U/NBi120SU. Approved dispenser are Detroit eFill Compact Dispender Duo. NRTL Listed as Power Electronics NBDI2000U,NBDI3000U.
Integra Energy | IEV-48SEL-40 | IEV-48SEL | AC | 9.6 | Single port. | Daimler | Detroit eFill Power Center 150 | eFill Power Center 150 | DC | 150 | Power Cabinet. 1x CCS1 connector or 1x CHAdeMO connector NRTL Listed as Power Electronics NBi1500U/NBi150SU. Approved dispenser are Detroit eFill Compact Dispender Duo. NRTL Listed as Power Electronics NBDI2000U,NBDI3000U.
Integra Energy | IEV-48SEL-G2 | IEV-48SEL-G2 | AC | 11.5 | Single port. | Daimler | Detroit eFill Power Center 180 | eFill Power Center 180 | DC | 180 | Power Cabinet. 1x CCS1 connector or 1x CHAdeMO connector NRTL Listed as Power Electronics NBi1800U/NBi180SU. Approved dispenser are Detroit eFill Compact Dispender Duo. NRTL Listed as Power Electronics NBDI2000U,NBDI3000U.
Integra Energy | IEV-80SEL | IEV-80SEL | AC | 19.2 | Single port. | Daimler | Detroit eFill Power Center 60 | eFill Power Center 60 | DC | 60 | Power Cabinet. 1x CCS1 connector or 1x CHAdeMO connector NRTL Listed as Power Electronics NBi0600U/NBi060SU Approved dispenser are Detroit eFill Compact Dispender Duo. NRTL Listed as Power Electronics NBDI2000U,NBDI3000U.
Integra Energy | IEV-80SEL-40 | IEV-80SEL | AC | 9.6 | Single port. | Daimler | Detroit eFill Power Center 90 | eFill Power Center 90 | DC | 90 | Power Cabinet. 1x CCS1 connector or 1x CHAdeMO connector NRTL Listed as Power Electronics NBi0900U/NBi090SU. Approved dispenser are Detroit eFill Compact Dispender Duo. NRTL Listed as Power Electronics NBDI2000U,NBDI3000U.
Integra Energy | IEV-80SEL-G2 | IEV-80SEL-G2 | AC | 19.2 | Single port. | Delta | DC Wallbox | 0 | DC | 25 | 1x CCS1 connector 1x CHAdeMO connector
IoTecha | CCS-ACL2 / CCS-C80A | CCS-C80A-xxyyy | AC | 19.2 | Single Port. xx - cable length (15 or 25ft) yyy - LTE option | Delta | EVHU104UHAA05 | 0 | DC | 100 | 1x CCS1 connector 1x CHAdeMO connector
IoTecha | CCS-ACL2-40 / CCS-C40A | CCS-ACL2-40 / CCS-C40A | AC | 8.3 | Single Port. xx - cable length (15 or 25ft) yyy - LTE option | Delta | EVHU104UMAA05 | 0 | DC | 100 | 1x CCS1 connector 1x CHAdeMO connector
IoTecha | CCS-C80C | CCS-C80C-xxyyy | AC | 19.2 | Single Port. xx - cable length (15 or 25ft) yyy - LTE option | Delta | EVHU104UPAB | City 100kW | DC | 100 | 1x CCS1 connector 1x CHAdeMO connector
It's Electric Inc. | Brooklyn-718 | Brooklyn-718 | AC | 7.68 | Single port. Paired with SWTCH network | Delta | EVHU503UKBA | 0 | DC | 50 | 1x CCS1 connector 1x CHAdeMO connector
IXP, LLC | IXP-EVC10 | SMART CONNECTED LEVEL 2 EV CHARGING STATION | AC | 11.2 | 48A Max Charger, Screen, RFID, 4G Cellular, Wall-Mount, AmpUp LITE Plan, # determines plan length | Delta | (EIDS-U200TSUU) | 0 | DC | 200 | 2x CCS1 connectors
IXP, LLC | IXP-E48 | IXP-E48 | AC | 11.5 | 0 | Delta | EIDN-U200KTA01 | 0 | DC | 200 | 2x CCS1 connectors. Vetted dispensers are EIDD-U350SSUUAEG
IXP, LLC | IXP-E80 | IXP-E80 | AC | 19.2 | EV Charger, 80 Amp, Level 2, 4G Module, ISO 15118 compliant, Credit Card Reader, Commercial, Gen 2, Orange | Delta | EIDN-U350KTA01 | Delta HP 350kW | DC | 350 | 2x CCS1 connectors. Vetted dispensers are EIDD-U350SSUUAEG
LEDVANCE LLC | 75899 | EVC/48A/LVL2/C2/OR | AC | 11.5 | EV Charger, 48 Amp, Level 2, Commercial, Gen 2, Orange | DynaChrg | EVN120F | Stand alone Fleet 120 | DC | 120 | 120kW all-in-one charger with 2 connectors. Alternate designations: DirectPowerPS 120 Fleet, DirectPowerPS 120
LEDVANCE LLC | 75905 | EVC/48A/LVL2/4G/C2/OR | AC | 11.5 | EV Charger, 48Amp, Level 2, 4G Module, Commercial, Gen 2, Orange | DynaChrg | EVN120P | Stand alone Advertising 120 | DC | 120 | 120kW all-in-one charger with 2 connectors, advertising display, and payment terminal. Alternate designations: DirectPowerPS 120 Flagship, DirectPowerPS 120
LEDVANCE LLC | 75900 | EVC/48A/LVL2/ISO/C2/OR | AC | 11.5 | EV Charger, 48 Amp, Level 2, ISO 15118 compliant, Commercial, Gen 2, Orange | DynaChrg | EVN180F | Stand alone Fleet 180 | DC | 180 | 180kW all-in-one charger with 2 connectors. Alternate designations: DirectPowerPS 180 Fleet, DirectPowerPS 180
LEDVANCE LLC | 75906 | EVC/48A/LVL2/4G/ISO/C2/OR | AC | 11.5 | EV Charger, 48 Amp, Level 2, 4G Module, ISO 15118 compliant, Commercial, Gen 2, Orange | DynaChrg | EVN180P | Stand alone Advertising 180 | DC | 180 | 180kW all-in-one charger with 2 connectors, advertising display, and payment terminal. Alternate designations: DirectPowerPS 180 Flagship, DirectPowerPS 180
LEDVANCE LLC | 75901 | EVC/48A/LVL2/ISO/CC/C2/OR | AC | 11.5 | EV Charger, 48 Amp, Level 2, ISO 15118 compliant, Credit Card Reader, Commercial, Gen 2, Orange | DynaChrg | EVN240F | Stand alone Fleet 240 | DC | 240 | 240kW all-in-one charger with 2 connectors. Alternate designations: DirectPowerPS 240 Fleet, DirectPowerPS 240
LEDVANCE LLC | 75927 | EVC/48A/LVL2/4G/CC/C2/OR | AC | 11.5 | EV Charger, 48 Amp, Level 2, 4G Module, Credit Card Reader, Commercial, Gen 2, Orange | DynaChrg | EVN240P | Stand alone Advertising 240 | DC | 240 | 240kW all-in-one charger with 2 connectors, advertising display, and payment terminal. Alternate designations: DirectPowerPS 240 Flagship, DirectPowerPS 240
LEDVANCE LLC | 75907 | EVC/48A/LVL2/4G/ISO/CC/C2/OR | AC | 11.5 | EV Charger, 48 Amp, Level 2, 4G Module, ISO 15118 compliant, Credit Card Reader, Commercial, Gen 2, Orange | DynaChrg | EVN300F | Stand alone Fleet 300 | DC | 300 | 300kW all-in-one charger with 2 connectors. Alternate designations: DirectPowerPS 300 Fleet, DirectPowerPS 300
LEDVANCE LLC | 75902 | EVC/80A/LVL2/C2/OR | AC | 19.2 | EV Charger, 80 Amp, Level 2, Commercial, Gen 2, Orange | DynaChrg | EVN300P | Stand alone Advertising 300 | DC | 300 | 300kW all-in-one charger with 2 connectors, advertising display, and payment terminal. Alternate designations: DirectPowerPS 300 Flagship, DirectPowerPS 300
LEDVANCE LLC | 75915 | EVC/80A/LVL2/4G/C2/OR | AC | 19.2 | EV Charger, 80 Amp, Level 2, 4G Module, Commercial, Gen 2, Orange | DynaChrg | EVN360F | Stand alone Fleet 360 | DC | 360 | 360kW all-in-one charger with 2 connectors. Alternate designations: DirectPowerPS 360 Fleet, DirectPowerPS 360
LEDVANCE LLC | 74903 | EVC/80A/LVL2/ISO/C2/OR | AC | 19.2 | EV Charger, 80 Amp, Level 2, ISO 15118 compliant, Commercial, Gen 2, Orange | DynaChrg | EVN360P | Stand alone Advertising 360 | DC | 360 | 360kW all-in-one charger with 2 connectors, advertising display, and payment terminal. Alternate designations: DirectPowerPS 360 Flagship, DirectPowerPS 360
LEDVANCE LLC | 75925 | EVC/80A/LVL2/4G/ISO/C2/OR | AC | 19.2 | EV Charger, 80 Amp, Level 2, 4G Module, ISO 15118 compliant, Commercial, Gen 2, Orange | DynaChrg | EVS160 | 160kW Standalone Unit | DC | 160 | Output range:200V-1000V efficiency:Up to 96% Full certification User-friendly ADA Multiple payment methods Support for customization PLUG& CHARGE Hardware 15118-Ready Can Output 350A CCS1 boost 500A NACS boost 400A
LEDVANCE LLC | 75904 | EVC/80A/LVL2/ISO/CC/C2/OR | AC | 19.2 | EV Charger, 80 Amp, Level 2, ISO 15118 compliant, Credit Card Reader, Commercial, Gen 2, Orange | DynaChrg | EVS240 | 240kW Standalone Unit | DC | 240 | Output range:200V-1000V efficiency:Up to 96% Full certification User-friendly ADA Multiple payment methods Support for customization PLUG& CHARGE Hardware 15118-Ready Can Output 350A CCS1 boost 500A NACS boost 400A
LEDVANCE LLC | 75928 | EVC/80A/LVL2/4G/CC/C2/OR | AC | 19.2 | EV Charger, 80 Amp, Level 2, 4G Module, Credit Card Reader, Commercial, Gen 2, Orange | DynaChrg | EVS480 | Distributed Model 480kW up to 3 Dual Port Dispensers | DC | 480 | Output range:200V-1000V efficiency:Up to 96% Full certification User-friendly ADA Multiple payment methods Support for customization PLUG& CHARGE Hardware 15118-Ready Air cooling output 350A Liquid cooling sustained maximum output 500A
LEDVANCE LLC | 75926 | EVC/80A/LVL2/4G/ISO/CC/C2/OR | AC | 19.2 | EV Charger, 80 Amp, Level 2, 4G Module, ISO 15118 compliant, Credit Card Reader, Commercial, Gen 2, Orange | Eaton | CPE250C-625-CCS1-200A-****-ETN | Express 250 | DC | 62.5 | ChargePoint Express 250 Station (62.5 kW) - includes Express 250 Station, 2x Power Modules, 1x CCS1 200A cable, 1x CHAdeMO cable or NACS, North America Modem/SIM, cUL and UL listed, requires CPE250-CMT-IMPERIAL in US, CPE250-CMT-METRIC in Canada. CPE250-CMT-IMPERIAL/METRIC not included. FWHA and FTA compliant models available as well as with integrated EMV Chip Reader terminal.
Lenz | EVSE W1 40 A | 0 | AC | 9.6 | 0 | Eaton | CPE280-800-NA-CHIP-ETN | Express 280 DC Fast Charging Station | DC | 160 | [Paired Unit, Credit Card Reader sku] ChargePoint Express 280 Station (80 kW) - includes Express 280 Station, 2x Power Modules, 1 or 2 connectors including CCS1, CHAdeMO, NACS. North America Modem/SIM, cUL and UL listed, FWHA and FTA compliant models available.
LITE-ON | EX-1193-E | SC2 Plus 80A | AC | 19.2 | Single port. | Eaton | CPE280-800-NA-CHIP-ETN | Express 280 DC Fast Charging Station | DC | 80 | [Single Unit, Credit Card Reader sku] ChargePoint Express 280 Station (80 kW) - includes Express 280 Station, 2x Power Modules, 1 or 2 connectors including CCS1, CHAdeMO, NACS. North America Modem/SIM, cUL and UL listed, FWHA and FTA compliant models available.
LITE-ON | EX-1193-H | IC2 80A POS | AC | 19.2 | Single port. | Eaton | CPE280-800-NA-ETN | Express 280 DC Fast Charging Station | DC | 160 | [Paired Unit] ChargePoint Express 280 Station (80 kW) - includes Express 280 Station, 2x Power Modules, 1 or 2 connectors including CCS1, CHAdeMO, NACS. North America Modem/SIM, cUL and UL listed, FWHA and FTA compliant models available.
LITE-ON | EX-1193-K | SC2 Plus 80A POS | AC | 19.2 | Single port. | Eaton | CPE280-800-NA-ETN | Express 280 DC Fast Charging Station | DC | 80 | [Single Unit] ChargePoint Express 280 Station (80 kW) - includes Express 280 Station, 2x Power Modules, 1 or 2 connectors including CCS1, CHAdeMO, NACS. North America Modem/SIM, cUL and UL listed, FWHA and FTA compliant models available.
LITE-ON | EX-1193-M | IC2 80A | AC | 19.2 | Single port. | Eaton | CPE280-800-NA-FHWA-ETN | Express 280 DC Fast Charging Station | DC | 160 | [Paired Unit, FHWA sku] ChargePoint Express 280 Station (80 kW) - includes Express 280 Station, 2x Power Modules, 1 or 2 connectors including CCS1, CHAdeMO, NACS. North America Modem/SIM, cUL and UL listed, FWHA and FTA compliant models available.
LITE-ON | EX-1193-T | SC2 80A | AC | 19.2 | Single port. | Eaton | CPE280-800-NA-FHWA-ETN | Express 280 DC Fast Charging Station | DC | 80 | [Single Unit, FHWA sku] ChargePoint Express 280 Station (80 kW) - includes Express 280 Station, 2x Power Modules, 1 or 2 connectors including CCS1, CHAdeMO, NACS. North America Modem/SIM, cUL and UL listed, FWHA and FTA compliant models available.
LITE-ON | W1-UC168-0MF1F0 | SC48A | AC | 11.52 | Single port. | Eaton | EXPP-PL20##-CHIP-ETN | Express Plus 2000 | DC | 500 | [CHIP sku]Express Plus system includes Power Block, Power Modules, and Power Link 2000 series; Each Power Link Dispenser can include 1 or 2 connctor including CCS, NACS, or CHAdeMO
LITE-ON | W1-UC168-0MF1F0 | ADV 48A | AC | 11.52 | Single port. | Eaton | EXPP-PL20##-ETN | Express Plus 2000 | DC | 500 | Express Plus system includes Power Block, Power Modules, and Power Link 2000 series; Each Power Link Dispenser can include 1 or 2 connctor including CCS, NACS, or CHAdeMO
LITE-ON | W1-UC168-0MF1FR | ADV+ 48A | AC | 11.52 | Single port. | Eaton | EXPP-PL20##-FHWA-ETN | Express Plus 2000 | DC | 500 | [FHWA sku] Express Plus system includes Power Block, Power Modules, and Power Link 2000 series; Each Power Link Dispenser can include 1 or 2 connctor including CCS, NACS, or CHAdeMO
LITE-ON | W1-UC168-0MJ1EP | ADV+ 48A POS | AC | 11.52 | Single port. | Eaton | Express Plus 1000 Power Block: CPPB0001***-ETN PM1.5 43-001200-**-ETN EXPP-PL10##*-#*#*#-#*#*#-***-ETN | Express Plus | DC | 500 | Express Plus system includes Power Block, Power Modules, and Power Link 1000 series; Used for Fleet or Commercial.
LITE-ON | W1-UC168-0MK1ER | IC 48A | AC | 11.52 | Single port. | Eaton | GMDC100-CCSX2 | 100kW CCSX2 | DC | 100 | dual cable
LITE-ON | W1-UC168-0ML1EP | IC 48A POS | AC | 11.52 | Single port. | Eaton | GMDC125-CCSX2 | 125kW CCSX2 | DC | 125 | dual cable
Lynkwell | LW102-AC80-# | Xlynk | AC | 19.2 | Single port. | Eaton | GMDC150-CCS | 150kW CCS | DC | 150 | Single port
Lynkwell | LW101-AC48 | Xlynk | AC | 11.5 | Single port. | Eaton | GMDC150-CCSX2 | 150kW CCSX2 | DC | 150 | dual cable
Lynkwell | LW101-AC48-40 | Xlynk | AC | 9.6 | Single port. | Eaton | GMDC50-CCS | 50kW CCS | DC | 50 | Single port
Lynkwell | LW141-AC50 | LW141-AC50 | AC | 12 | Single Port ; OCPP Full Certificate with software version V1.13.97 | Eaton | GMDC50-CCSX2 | 50kW CCSX2 | DC | 50 | dual cable
Lynkwell | LW141-AC80 | LW141-AC80 | AC | 19.2 | Single port. | Eaton | GMDC75-CCSX2 | 75kW CCSX2 | DC | 75 | dual cable
Lynkwell | LW141-DC40 | LW141-DC40 | AC | 8.3 | Dual Port. This is the same model as the UF****01. The charger can be derated to 40A and thus be eligible for SCE's Charge Ready Light Duty program. SCE added -40 at the end to differentiate it from the other 80A version. | EFACEC | HV160 | Ultra Fast Charging Station | DC | 160 | Vetted with non-liquid cooled cables.
Lynkwell | LW202-AC32 | LW202-AC32 | AC | 7.7 | Single port. | EFACEC | HV175 | Ultra Fast Charging Station | DC | 160 | Vetted with non-liquid cooled cables.
Lynkwell | LW202-AC48 | LW202-AC48 | AC | 11.52 | Single port. | EFACEC | QC20 | Quick Charging Station | DC | 25 | 1x CCS1 connector 1x CHAdeMO connector
Lynkwell | LW202-AC80 | LW202-AC80 | AC | 19.2 | Single port. | EFACEC | QC45 | Quick Charging Station | DC | 50 | 1x CCS1 connector 1x CHAdeMO connector
Maverick LED | MES-EV-LH-DG80 | MES LH Series Dual Gun 80A Dual 40A | AC | 19.2 | Dual port. Note: Single charging 80A, simultaneous charging 40A | Ekoenergetyka | AXE-S2A7-66XX4XXXX, AXE-S2A7-65XX4XXXX | Axon Easy 120 | DC | 120 | Dual port.
Maverick LED | MES-EV-TS-5-DG40-WM-US-R | MES TS Series Dual Gun 48A/48A | AC | 11.5 | Dual port. NRTL Code Variation: MES-EV-TS-5-DG40-WM-US-R MES-EV-TS-5-DG40- WM-US-RG MES-EV-TS-5-DG40-WM-US-RP MESEV-TS-5-DG40-WM-US-RGP MES-EV-TS-5L-DG40-WM-US-R MES-EV-TS5L-DG40-WM-US-RG MES-EV-TS-5L-DG40-WM-USRP MES-EV-TS-5L-DG40-WM-US-RGP | Ekoenergetyka | AXE-S2A8-60XX4XXXX, AXE-S2A8-06XX4XXXX, AXE-S2A8-50XX4XXXX, AXE-S2A8-05XX4XXXX | Axon Easy 150 | DC | 150 | Dual port.
Maverick LED | MES-EV-TS-5-DG80-WM-US-R | MES TS Series Dual Gun 80A/80A | AC | 19.2 | Dual port. NRTL Code Variation: MES-EV-TS-5-DG80- WM-US-R MES-EV-TS-5-DG80-WM-US-RG MES-EVTS-5-DG80-WM-US-RP MES-EV-TS-5-DG80-WM-USRGP MES-EV-TS5L-DG80-WM-US-R MES-EV-TS-5L-DG80-WM-USRG MES-EV-TS-5L-DG80-WM-US-RP MES-EV-TS5L-DG80-WM-US-RGP | Ekoenergetyka | AXE-S2B0-65XX4XXXX, AXE-S2B0-66XX4XXXX | Axon Easy 180 | DC | 180 | Dual port.
OpConnect | OC-IC3-32AH | 0 | AC | 7.2 | Single Port, Standalone network capability | Electrify America | HPC350K-PS | Electric Vehicle Charging Station | DC | 350 | 1x CCS1 connector 1x CHAdeMO connector Vetted dispensers are HDP350K-NCM2, HDP350K-NCM-G4
OpConnect | OC-SC3-32AN | 0 | AC | 7.7 | Single Port, Standalone network capability | Electron Charger | EC-EVC-L3-D120KW-G2 | EC-EVC-L3-D120KW-G2 | DC | 120 | Dual port, 120kW, 480VAC, DC, LVL 3 Charger
PowerCharge | PC-E80-C-03 | P80 GW | AC | 19.2 | Single port. | Electron Charger | EC-EVC-L3-D60KW-G3 | EC-EVC-L3-D60KW-G3 | DC | 60 | Dual port, 60kW, 480VAC, DC, LVL 3 Charger
PowerCharge | PC-E80-C-04 | P80 NGW | AC | 19.2 | Single port. | Electron Charger | EC-EVC-L3-D240KW-G2 | EC-EVC-L3-D240KW-G2 | DC | 240 | Dual port, 240kW, 480VAC, DC, LVL 3 Charger
PowerCharge | PC-E48-C-02 | PC48 GW | AC | 11.52 | Single port. | EnergiSpot | DAPUE1-W40S1 | NRG 40kW - DC Fast Charger | DC | 40 | All-in-one design. Separate power cabinet is not required
PowerCharge | PC-E48-C-04 | PC48NGW | AC | 11.52 | Single port. | EnergiSpot | DSPUE1-180 (T), DSPUE1-180 (P) | NRG 180 - DC DC Super Fast Charger | DC | 180 | Dual terminal configuration, 1 port per terminal, includes separate power cabinet
PowerFlex Systems | EX-1193-M | IC 80A Gen2 | AC | 19.2 | Single port. | EnergiSpot | DSPUE1-350 (T), DSPUE1-350 (P) | NRG 350 - DC Ultra Fast Charger | DC | 350 | Dual terminal configuration, 1 port per terminal, includes separate power cabinet
PowerFlex Systems | EX-1193-M-40 | IC 80A Gen2 | AC | 9.6 | Single port. | iENERGIE360 US INC. dba. Injet | iNSCDA120K1 | Ampax | DC | 120 | Dual port.
PowerFlex Systems | W1-UC168-0MF1FR | ADV+48A / SC48 | AC | 11.6 | Single port. | iENERGIE360 US INC. dba. Injet | iNSCDA150K1 | Ampax | DC | 150 | Dual port.
PowerFlex Systems | W1-UC168-0MF1FR-32 | ADV+48A / SC48 | AC | 7.7 | Single port. | iENERGIE360 US INC. dba. Injet | iNSCDA180K1 | Ampax | DC | 180 | Dual port.
PowerFlex Systems | W1-UC168-0MF1FR-40 | ADV+48A / SC48 | AC | 9.6 | Single port. | iENERGIE360 US INC. dba. Injet | iNSCDA240K1 | Ampax | DC | 240 | Dual port.
PowerFlex Systems | W1-UC168-0MK1ER | IC 48A | AC | 11.6 | Single port. | Espen | EVC/D030/S### | EVC/D030/S### | DC | 30 | 1x CCS1 connector 1x CHAdeMO connector
PowerFlex Systems | W1-UC168-0MK1ER-32 | IC 48A | AC | 7.7 | Single port. | Espen | EVC/D040P/S### | EVC/D040P/S### | DC | 40 | Dual port.CCS1, NACS ,CHAdeMO (Optional).
PowerFlex Systems | W1-UC168-0MK1ER-40 | IC 48A | AC | 9.6 | Single port. | Espen | EVC/D060/S### | EVC/D060/S### | DC | 60 | 1x CCS1 connector 1x CHAdeMO connector
PowerFlex Systems | W1-UC168-0ML1EP | IC 48A with POS | AC | 11.6 | Single port. | Espen | EVC/D060P/S### | EVC/D060P/S### | DC | 60 | Dual port.CCS1, NACS ,CHAdeMO (Optional).
PowerFlex Systems | W1-UC168-0ML1EP-32 | IC 48A with POS | AC | 7.7 | Single port. | Espen | EVC/D120/S### | EVC/D120/S### | DC | 120 | 1x CCS1 connector 1x CHAdeMO connector
PowerFlex Systems | W1-UC168-0ML1EP-40 | IC 48A with POS | AC | 9.6 | Single port. | Espen | EVC/D180/S### | EVC/D180/S### | DC | 180 | 1x CCS1 connector 1x CHAdeMO connector; OCA Full and Security certificates under software version V1.00
PowerPump | AC550 | AC550 | AC | 10 | Single Port. | Espen | EVC/D360/S### | EVC/D360/S### | DC | 360 | Power Cabinet. 1x CCS1 connector or 1x CHAdeMO connector. Vetted dispensers are DDWU362T0TE2PN- RW DDWU362T0TE2N7-RW, DDWU362V00E2N7-RW DDWU362U0UE2PN-RW, DDWU362U0UE2N7-RW, DDWU362K0TE2PN-RW, DDWU362K0TE2N7-RW, DDWU362K0UE2PN-RW, DDWU362K0UE2N7-RW, DDWU362G00E2PN-RW, DDWU362G00E2N7-RW, DDWU362K00E2PN-RW, DDWU362K00E2N7-RW, DDWU362U00E2PN-RW, DDWU362U00E2N7-RW, DDWU362T00E2PN-RW, DDWU362T00E2N7-RW, DDWU362V0UE2PN-RW, DDWU362V0UE2N7-RW, DDWU362V0KE2PN-RW, DDWU362V0KE2N7-RW, DDWU362V0TE2PN-RW, DDWU362V0TE2N7-RW, DDWU362V00E2PN-RW.
PowerPump | AC550-40 | AC550 | AC | 9.6 | Single Port. | EVBar | Atlas D160-US | Atlas D160-US | DC | 160 | Dual port. 160kW DCFC
QCharge123 | QAC2-BC | Commercial Charger | AC | 19.2 | Single or dual port. | EVBolt | Asterope 36 | Asterope 36 | DC | 360 | Power Cabinet. 1x CCS1 connector or 1x CHAdeMO connector. Vetted dispensers are DDWU362T0TE2PN- RW DDWU362T0TE2N7-RW, DDWU362V00E2N7-RW DDWU362U0UE2PN-RW, DDWU362U0UE2N7-RW, DDWU362K0TE2PN-RW, DDWU362K0TE2N7-RW, DDWU362K0UE2PN-RW, DDWU362K0UE2N7-RW, DDWU362G00E2PN-RW, DDWU362G00E2N7-RW, DDWU362K00E2PN-RW, DDWU362K00E2N7-RW, DDWU362U00E2PN-RW, DDWU362U00E2N7-RW, DDWU362T00E2PN-RW, DDWU362T00E2N7-RW, DDWU362V0UE2PN-RW, DDWU362V0UE2N7-RW, DDWU362V0KE2PN-RW, DDWU362V0KE2N7-RW, DDWU362V0TE2PN-RW, DDWU362V0TE2N7-RW, DDWU362V00E2PN-RW.
QCharge123 | QAC2-BR | Residential/Low Commercial Charger | AC | 9.6 | Single port. | EVBolt | EVB-DC-PS120 | Asterope 12 | DC | 120 | 1x CCS1 connector and 1x CHAdeMO connector or 2x CCS1 connectors.
Siemens | 8EM13105HF141GA2 | VersiCharge AC 48A NTEP | AC | 11.5 | Single Port, Standalone network capability | EVBolt | EVB-DC-PS180 | Asterope 18 | DC | 180 | 1x CCS1 connector 1x CHAdeMO connector
Siemens | 8EM13105HF141GA2-40 | VersiCharge AC 48A NTEP-40 | AC | 9.6 | Single Port, Standalone network capability | EVBolt | EVB-DC-PS30 | Asterope 3 | DC | 30 | 1x CCS1 connector 1x CHAdeMO connector
Siemens | 8EM13155HG141GA2 | VersiCharge Blue AC 48A NTEP | AC | 11.5 | Single Port, Standalone network capability | EVBolt | EVB-DC-PS60 | Asterope 6 | DC | 60 | 1x CCS1 connector 1x CHAdeMO connector
Siemens | 8EM13155HG141GA2-40 | VersiCharge Blue AC 48A NTEP-40 | AC | 9.6 | Single Port, Standalone network capability | EVBolt | EVB-DC-PS90 | Asterope 9 | DC | 90 | 1x CCS1 connector 1x CHAdeMO connector
Siemens | VersiCharge 11.5kW 8EM1310-5CF14-0GA0 | VersiCharge | AC | 11.5 | Single Port, Standalone network capability | EverCharge | E800-1017-01 | DCFC 240kW Power Cabinet | DC | 240 | OCA Full and Security certificates under software version 1.2009.0 (alternate company name on OCA cert - Wanbang Digital Energy Co., Ltd.)
Siemens | VersiCharge 11.5kW 8EM1310-5CF14-1GA2 | VersiCharge | AC | 11.5 | Single Port, Standalone network capability | EverCharge | E800-1029-01 | DCFC 240kW Power Dispenser, w/Dual 200A CCS1 | DC | 240 | OCA Full and Security certificates under software version 1.2009.0 (alternate company name on OCA cert - Wanbang Digital Energy Co., Ltd.)
Siemens | VersiCharge 11.5kW 8EM1312-5CF18-0FA3 | VersiCharge | AC | 11.5 | Single Port, Standalone network capability | EverCharge | E800-1042-01 | DCFC 320kW All-in-One, w/ Dual CCS1 | DC | 320 | Dual port.
Siemens | VersiCharge 9.6kW 8EM1310-4CF14-0GA0 | VersiCharge | AC | 9.6 | Single Port, Standalone network capability | EVPassport | C6AM150XX | C6AM150XX | DC | 150 | Standalone DCFC, no HPC needed, runs off its own power
Siemens | VersiCharge 9.6kW 8EM1310-4CF14-1GA2 | VersiCharge | AC | 9.6 | Single Port, Standalone network capability | EVPassport | C6AM90XX | C6AM90XX | DC | 95 | Runs on 208 3P power, standalone DCFC
Siemens | VersiCharge 9.6kW 8EM1312-4CF18-0FA3 | VersiCharge | AC | 9.6 | Single Port, Standalone network capability | EVPassport | Elaine Charger | Elaine | DC | 30 | 0
StarCharge | AC###AN030###### | Artemis | AC | 19.2 | Single port. | EVPassport | Larry Charger | Larry | DC | 60 | 0
StarCharge | AC###AN030######-40 | Artemis | AC | 9.6 | Single port. | EVPassport | Ruth Charger | Ruth | DC | 120 | 0
SWTCH Energy | AXLU111001/48 | AX48 | AC | 11 | Single Port, Standalone network capability; OCA Full and Security certificates under software version V1.00 | EVPassport | Zues Charger | Zeus | DC | 180 | 0
SWTCH Energy | AXLU191001/80 | AX80 | AC | 19.1 | Single Port, Standalone network capability | EVSIS | JC-94F2-350-0T5 | DC Charger 350kW | DC | 350 | Dual port. CCS / NACS(Optional), OCPP 2.0.1 will be supported
SWTCH Energy | EX-1193-1 | SWTCH Lite-On Platinum IC3 80A | AC | 19.2 | Single Port NRTL Listed as EX-1193-1 | EVSIS | JC-94F2-400-0T5 | DC Charger 400kW | DC | 400 | Dual port. CCS / NACS(Optional), OCPP 2.0.1 will be supported
SWTCH Energy | EX-1193-3 | SWTCH Lite-On Platinum SC3 80A | AC | 19.2 | Single Port NRTL Listed as EX-1193-3 | EVSIS | JC-9932-100-CT | DC Charger 100kW | DC | 100 | CCS/CHAdeMO (optional), OCPP 2.0.1 will be supported
SWTCH Energy | IC3-32A-H-A | SWTCH Lite-On Platinum IC3 | AC | 7.6 | Single Port NRTL Listed as IC3-32A-H-A | EVSIS | JC-9932-180-CT | DC Charger 180kW | DC | 180 | Dual port. CCS / NACS(Optional), OCPP 2.0.1 will be supported
SWTCH Energy | SC3-32A-H | SWTCH Lite-On Platinum SC3 | AC | 7.6 | Single Port NRTL Listed as SC3-32A-H | EVSIS | JC-9932-240-CT | DC Charger 240kW | DC | 240 | Dual port. CCS / NACS(Optional), OCPP 2.0.1 will be supported
SWTCH Energy | EVH006-48 | Joint Tech 48A | AC | 11.5 | Single port. | EVSIS | JC-9A31-30-CT | DC Charger 30kW | DC | 30 | CCS/OCPP 2.0.1 will be supported
Voltpost, Inc. | Voltpost Air Pole Mount | Voltpost Air | AC | 9.6 | Single port, Must acquire Gateway for network connectivity | FLO | SmartDC 100 | SmartDC™ 100 kW | DC | 100 | 1x CCS1 connector 1x CHAdeMO connector
Wallbox | PUP3-#-#-6-#-##-#-40 | Pulsar Pro 48A-40 | AC | 9.6 | # is a hold for cable length, connector type, power supply version, custom, and color. Payment terminal requirements aren't met by charger independently. We do allow integration with EVSP that have cloud-to-cloud integrations with payment terminals or kiosks. Examples can be provided. | FLO | SmartDC 50 | SmartDC™ 50 kW | DC | 50 | 1x CCS1 connector 1x CHAdeMO connector;SDCV3-50-480-22-#
Wallbox | PUP3-#-#-6-#-##-# | Pulsar Pro 48A | AC | 11.5 | # is a hold for cable length, connector type, power supply version, custom, and color. Payment terminal requirements aren't met by charger independently. We do allow integration with EVSP that have cloud-to-cloud integrations with payment terminals or kiosks. Examples can be provided. | FLO | Ultra | Ultra | DC | 320 | Dual port.
Xeal | A10L-25J1-3 | Xeal-32A | AC | 7.7 | Single port. | Ford Pro Charging | FPC-DC0240AA-U## | 0 | DC | 240 | (Dealership only)
Xiamen Topstar Co., LTD | TSEA240V/32AUS | TSEA240V/##AUS | AC | 7.6 | Single port. | Ford Pro Charging | FPC-DC0060AA-U## | 0 | DC | 60 | Single or Dual Port 2x CCS1 connector . NRTL listed as Power Electronics NB060SU20
Xiamen Topstar Co., LTD | TSEA240V/40AUS | TSEA240V/##AUS | AC | 9.6 | Single port. | Ford Pro Charging | FPC-DC0120AA-U## | 0 | DC | 120 | 2x CCS1 200A or 300A connector NRTL listed as Power Electronics NB120SU20
Xiamen Topstar Co., LTD | TSEA240V/48AUS | TSEA240V/##AUS | AC | 11.5 | Single port. | Free2Move | E21CH060Dx | 0 | DC | 60 | 1x CCS1 connector 1x CHAdeMO connector
Xiamen Topstar Co., LTD | TSEA240V/80AUS | TSEA240V/##AUS | AC | 19.2 | Single port. | Free2Move | E21CH180## | 0 | DC | 180 | 1x CCS1 connector 1x CHAdeMO connector; OCA Full and Security certificates under software version V1.00
Xiamen Topstar Co., LTD | TSED240V/32A2US | TSED240V/##A2US | AC | 7.6 | Dual port. | Freewire | Boost 200 | Boost Charger 200 | DC | 200 | 1x CCS1 connector 1x CHAdeMO connector
Xiamen Topstar Co., LTD | TSED240V/40A2US | TSED240V/##A2US | AC | 9.6 | Dual port. | Gateway International 360 | GW-EV3000/XXX | GW-EV3000/XXX | DC | 30 | 1x CCS1 connector 1x CHAdeMO connector
Xiamen Topstar Co., LTD | TSED240V/48A2US | TSED240V/##A2US | AC | 11.5 | Dual port. | Gateway International 360 | GW-EV4400-120/XXX | GW-EV4400-120/XXX | DC | 120 | 1x CCS1 connector 1x CHAdeMO connector
Xiamen Topstar Co., LTD | TSED240V/80A2US | TSED240V/##A2US | AC | 19.2 | Dual port. | Gateway International 360 | GW-EV4400-180/XXX | GW-EV4400-180/XXX | DC | 180 | 1x CCS1 connector 1x CHAdeMO connector; OCA Full and Security certificates under software version V1.00
Zerova | AXLU111001/ AX48 | AX48 | AC | 11 | Single Port, Standalone network capability; OCA Full and Security certificates under software version V1.00 | Gateway International 360 | GW-EV4400-360/XXX | GW-EV4400-360/XXX | DC | 360 | Power Cabinet. 1x CCS1 connector or 1x CHAdeMO connector. Vetted dispensers are DDWU362T0TE2PN- RW DDWU362T0TE2N7-RW, DDWU362V00E2N7-RW DDWU362U0UE2PN-RW, DDWU362U0UE2N7-RW, DDWU362K0TE2PN-RW, DDWU362K0TE2N7-RW, DDWU362K0UE2PN-RW, DDWU362K0UE2N7-RW, DDWU362G00E2PN-RW, DDWU362G00E2N7-RW, DDWU362K00E2PN-RW, DDWU362K00E2N7-RW, DDWU362U00E2PN-RW, DDWU362U00E2N7-RW, DDWU362T00E2PN-RW, DDWU362T00E2N7-RW, DDWU362V0UE2PN-RW, DDWU362V0UE2N7-RW, DDWU362V0KE2PN-RW, DDWU362V0KE2N7-RW, DDWU362V0TE2PN-RW, DDWU362V0TE2N7-RW, DDWU362V00E2PN-RW.
Zerova | AXLU191001/ AX80 | AX80 | AC | 19.1 | Single Port, Standalone network capability | Gateway International 360 | GW-EV4400-60/XXX | GW-EV4400-60/XXX | DC | 60 | 1x CCS1 connector 1x CHAdeMO connector
[6 empty] | Gravity | GR-LH500CX | 0 | DC | 500 | 0
[6 empty] | Gravity | GT-AH200XX | 0 | DC | 200 | 0
[6 empty] | Gravity | GT-AV200XX | 0 | DC | 200 | 0
[6 empty] | Gravity | GT-LAV500EX | 0 | DC | 500 | 0
[6 empty] | Gravity | GT-LLH500EX | 0 | DC | 500 | 0
[6 empty] | Gravity | GT-LV500CX | 0 | DC | 500 | 0
[6 empty] | Heliox | HE9820014-01-AAV HE9820014-01-AAA | Flex 180 AIO | DC | 180 | Distributed charger system that supports has a built-in CCS1 cable and supports up to 2 additional connetion ports with applicable dispenser or pantograph
[6 empty] | Heliox | HE9821001-01 | Flex 180 | DC | 180 | This product listing did not include the pantograph. Please consult with the manufacturer regarding pantograph selection. Pantographs are being Recognized under UL 2251. Field listing of system hardware may be required at deployment.
[6 empty] | Heliox | HE9822019-01 | Flex 360 | DC | 360 | Base product, 360kW, W DC HPC D UL
[6 empty] | Heliox | HE9823005-01 | Heliox 60kW | DC | 60 | Single port. Available as mobile, wall, or pedestal mount
[6 empty] | Heliox | HE9823007-01 | Heliox 30kW | DC | 30 | Single port. Available as mobile, wall, or pedestal mount
[6 empty] | Heliox | HE9823009-01 | Heliox 44KW Bidirectional | DC V2G | 44 | Single port. Available as wall or pedestal mount
[6 empty] | i-charging | blueberry | BB50 | DC | 50 | Dual port
[6 empty] | i-charging | blueberry CLUSTER | blueberry CLUSTER | DC | 500 | Four ports. Simultaneous charging, Dynamic Power Allocation, 50 to 900 kW. 1 to 3 Power Units (cabinets) and up to 4 plugs in dispenser and satellites
[6 empty] | i-charging | blueberry FUSION | blueberry FUSION | DC | 150 | Dual port. Simultaneous charging, Dynamic Power Allocation, 50, 100 and 150kW available
[6 empty] | i-charging | blueberry PLUS | PU 200 R2 / PU 300 R2 | DC | 500 | Four ports. Simultaneous charging, Dynamic Power Allocation, 50 to 900 kW. 1 to 3 Power Units (cabinets) and 1 Dispenser w 2 Plugs
[6 empty] | InCharge | ICE 480 | ICE 480 | DC | 480 | Supports both CCS and CHAdeMO standards with one or two connectors. This DC Split System is designed to provide high power charging with distributed dispenser and power conversion units.
[6 empty] | InCharge | ICE CUBE 200kWh/200kW Battery Buffer | ICE CUBE 200kWh/200kW Battery Buffer | DC | 240 | Battery integrated DCFC. Up to 4 ports.
[6 empty] | InCharge | ICE-120 | ICE-120 | DC | 120 | 1x CCS1 connector 1x CHAdeMO connector NRTL listed as Shenzhen InfyPower : EXP120K2-FD-UU2 & EXP120K2-FS-U2
[6 empty] | InCharge | ICE-180 | ICE-180 | DC | 180 | 1x CCS1 connector 1x CHAdeMO connector NRTL listed as Shenzhen InfyPower : EXP180K2-FD-UU2 & EXP180K2-FS-U2
[6 empty] | InCharge | ICE-30 | ICE-30 | DC | 30 | 1x CCS1 connector 1x CHAdeMO connector NRTL listed as Shenzhen InfyPower : EXP30k2-FSW-U2 & EXP30kW-FDW-UU2
[6 empty] | InCharge | ICE-60 | ICE-60 | DC | 60 | 1x CCS1 connector 1x CHAdeMO connector NRTL listed as Shenzhen InfyPower : EXP60K2-FD-UU2 & EXP60K2-FS-U2
[6 empty] | InCharge | ICE-22 V2X Wallbox | ICE-22 V2X Wallbox | DC V2G | 22 | Supports both CCS and CHAdeMO. Up to 2 ports.
[6 empty] | InCharge | ICE-44 V2X Wallbox | ICE-44 V2X Wallbox | DC V2G | 44 | Single or dual port. Supports both CCS and CHAdeMO. Up to 2 ports.
[6 empty] | InCharge | ICE-66 V2X | ICE-66 V2X | DC V2G | 66 | Single or dual port. Supports both CCS and CHAdeMO. Up to 2 ports.
[6 empty] | InCharge | ICE-132 V2X | ICE-132 V2X | DC V2G | 132 | Dual port.
[6 empty] | InCharge | ICE60K3-FDW-UU2 | ICE-60 DCWB | DC | 60 | Dual port.
[6 empty] | InCharge | IDC600K3-FMR5-2 | ICE-600 | DC | 600 | Ten ports.
[6 empty] | Ingeteam | RAPID 120 | RAPID 120 | DC | 120 | Stand-alone. Single or dual port. CCS1, NACS and/or CHAdeMO.
[6 empty] | Ingeteam | RAPID 150 | RAPID 150 | DC | 150 | Stand-alone. Single or dual port. CCS1, NACS and/or CHAdeMO.
[6 empty] | Ingeteam | RAPID 180 | RAPID 180 | DC | 180 | Stand-alone. Single or dual port. CCS1, NACS and/or CHAdeMO.
[6 empty] | Ingeteam | RAPID 60E | RAPID 60E | DC | 60 | Stand-alone. Single or dual port. CCS1, NACS and/or CHAdeMO.
[6 empty] | Ingeteam | RAPID 90 | RAPID 90 | DC | 90 | Stand-alone. Single or dual port. CCS1, NACS and/or CHAdeMO.
[6 empty] | Integra Energy | IEV/D030/SXXX | IEV/D030/SXXX | DC | 30 | 1x CCS1 connector 1x CHAdeMO connector
[6 empty] | Integra Energy | IEV/D060/SXXX | IEV/D060/SXXX | DC | 60 | 1x CCS1 connector 1x CHAdeMO connector
[6 empty] | Integra Energy | IEV/D120/SXXX | IEV/D120/SXXX | DC | 120 | 1x CCS1 connector 1x CHAdeMO connector
[6 empty] | Integra Energy | IEV/D180/SXXX | IEV/D180/SXXX | DC | 180 | 1x CCS1 connector 1x CHAdeMO connector; OCA Full and Security certificates under software version V1.00
[6 empty] | Integra Energy | IEV/D360/SXXX | IEV/D360/SXXX | DC | 360 | Power Cabinet. 1x CCS1 connector or 1x CHAdeMO connector. Vetted dispensers are DDWU362T0TE2PN- RW DDWU362T0TE2N7-RW, DDWU362V00E2N7-RW DDWU362U0UE2PN-RW, DDWU362U0UE2N7-RW, DDWU362K0TE2PN-RW, DDWU362K0TE2N7-RW, DDWU362K0UE2PN-RW, DDWU362K0UE2N7-RW, DDWU362G00E2PN-RW, DDWU362G00E2N7-RW, DDWU362K00E2PN-RW, DDWU362K00E2N7-RW, DDWU362U00E2PN-RW, DDWU362U00E2N7-RW, DDWU362T00E2PN-RW, DDWU362T00E2N7-RW, DDWU362V0UE2PN-RW, DDWU362V0UE2N7-RW, DDWU362V0KE2PN-RW, DDWU362V0KE2N7-RW, DDWU362V0TE2PN-RW, DDWU362V0TE2N7-RW, DDWU362V00E2PN-RW.
[6 empty] | Jule (eCAMION) | Jule-100 | Jule Charger 100 | DC | 100 | DCFC that works with ESS w/ voltage range 650-800VDC
[6 empty] | Jule (eCAMION) | Jule-200 | Jule Charger 200 | DC | 200 | DCFC that works with ESS w/ voltage range 650-800VDC
[6 empty] | Jule (eCAMION) | Jule-350 | Jule Charger 350 | DC | 350 | DCFC that works with ESS w/ voltage range 650-800VDC
[6 empty] | Kempower | C50####### C80####### | C-Series | DC | 600 | Up to 8 ports. Kempower Power Unit supplies DC power to various distributed dispenser ouputs including but not limited to the Kempower Satellite (offers single or dual port configurations), the Kempower Liquid Cooled Satellite, etc.. Details about qualifications relevant to each variant is detailed in the corresponding notes section.
[6 empty] | Kempower | C501### | C-Series | DC | 200 | 1-4 power modules supporting max output range of 50-200kW
[6 empty] | Kempower | C502### | C-Series | DC | 350 | 1-7 power modules supporting max output range of 50-350kW
[6 empty] | Kempower | C503### | C-Series | DC | 350 | 1-7 power modules supporting max output range of 50-350kW
[6 empty] | Kempower | C801### | C-Series | DC | 200 | 1-4 power modules supporting max output range of 50-200kW
[6 empty] | Kempower | C802### | C-Series | DC | 350 | 1-7 power modules supporting max output range of 50-350kW
[6 empty] | Kempower | C803### | C-Series | DC | 350 | 1-7 power modules supporting max output range of 50-350kW
[6 empty] | Lincoln Electric | Velion 150 | Velion | DC | 150 | Single port.
[6 empty] | Loop Global | EVS-FLASH-300-D01 | Infinity Flash (with screen) | DC | 300 | Dual port with screen. Power cabinet required: EVS-FLASH- 360-PC01
[6 empty] | Loop Global | EVS-FLASH-300-D01-150 | Infinity Flash (with screen)(derated) | DC | 150 | 150kW max per port
[6 empty] | Loop Global | EVS-FLASH-300-D02 | Infinity Flash (without screen) | DC | 300 | Dual port without screen. Power cabinet required: EVS-FLASH- 360-PC01
[6 empty] | Loop Global | EVS-FLASH-300-D02-150 | Infinity Flash (without screen)(derated) | DC | 150 | 150kW max per port
[6 empty] | Lynkwell | LW141-DC480/480-SA-CC18 | LW141-DC480/480-SA-CC18 | DC | 480 | Dual port. 2x CCS1 connector
[6 empty] | Lynkwell | LW141-DC480/480-SA-CN-18 | LW141-DC480/480-SA-CN-18 | DC | 480 | Dual port. 1x CCS1 connector, 1x NACS/J3400 connector
[6 empty] | Lynkwell | LW141-DC480/400-SA-CC18 | LW141-DC480/400-SA-CC18 | DC | 400 | Dual port. 2x CCS1 connector
[6 empty] | Lynkwell | LW141-DC480/400-SA-CN18 | LW141-DC480/400-SA-CN18 | DC | 400 | Dual port. 1x CCS1 connector, 1x NACS/J3400 connector
[6 empty] | Lynkwell | LW141-DC480/320-SA-CC18 | LW141-DC480/320-SA-CC18 | DC | 320 | Dual port. 2x CCS1 connector
[6 empty] | Lynkwell | LW141-DC480/320-SA-CN18 | LW141-DC480/320-SA-CN18 | DC | 320 | Dual port. 1x CCS1 connector, 1x NACS/J3400 connector
[6 empty] | Lynkwell | LW141-DC100 | LW141-DC100 | DC | 100 | Single or dual port
[6 empty] | Lynkwell | LW141-DC120 | LW141-DC120 | DC | 120 | Single or dual port
[6 empty] | Lynkwell | LW141-DC140 | LW141-DC140 | DC | 140 | Single or dual port
[6 empty] | Lynkwell | LW141-DC160 | LW141-DC160 | DC | 160 | Single or dual port
[6 empty] | Lynkwell | LW141-DC180 | LW141-DC180 | DC | 180 | Single or dual port
[6 empty] | Lynkwell | LW141-DC200 | LW141-DC200 | DC | 200 | Single or dual port
[6 empty] | Lynkwell | LW141-DC220 | LW141-DC220 | DC | 220 | Single or dual port
[6 empty] | Lynkwell | LW141-DC240 | LW141-DC240 | DC | 240 | Single or dual port
[6 empty] | Lynkwell | LW141-DC60 | LW141-DC60 | DC | 60 | Single or dual port
[6 empty] | Lynkwell | LW141-DC640 | LW141-DC640 | DC | 640 | The DC HiPower has a power cabinet with dispenser set up. It comes in 320, 480, or 640kW options and can be purchased with 2, 4, 6, or 8 ports depending on the number of dispensers.
[6 empty] | Lynkwell | LW141-DC80 | LW141-DC80 | DC | 80 | Single or dual port
[6 empty] | Lynkwell | LW301-DC240 | LW301-DC240 | DC | 240 | OCA Full and Security certificates under software version 1.2009.0 (alternate company name on OCA cert - Wanbang Digital Energy Co., Ltd.)
[6 empty] | Lynkwell | LW301-DC320 | LW301-DC320 | DC | 320 | Dual port.
[6 empty] | Nidec | EVDIS-L120DAWM010 | DirectPowerPS Tower 120 Flagship | DC | 120 | 120kW all-in-one charger with 2 connectors, advertising display, and payment terminal. Alternate designations: DirectPowerPS 120 Flagship, DirectPowerPS 120
[6 empty] | Nidec | EVDIS-L120DFW00041 | DirectPowerPS Tower 120 Fleet | DC | 120 | 120kW all-in-one charger with 2 connectors. Alternate designations: DirectPowerPS 120 Fleet, DirectPowerPS 120
[6 empty] | Nidec | EVDIS-L180DAWM010 | DirectPowerPS Tower 180 Flagship | DC | 180 | 180kW all-in-one charger with 2 connectors, advertising display, and payment terminal. Alternate designations: DirectPowerPS 180 Flagship, DirectPowerPS 180
[6 empty] | Nidec | EVDIS-L180DFW00041 | DirectPowerPS Tower 180 Fleet | DC | 180 | 180kW all-in-one charger with 2 connectors. Alternate designations: DirectPowerPS 180 Fleet, DirectPowerPS 180
[6 empty] | Nidec | EVDIS-L240DAWM000 | DirectPowerPS Tower 240 Flagship | DC | 240 | 240kW all-in-one charger with 2 connectors, advertising display, and payment terminal. Alternate designations: DirectPowerPS 240 Flagship, DirectPowerPS 240
[6 empty] | Nidec | EVDIS-L240DFW00031 | DirectPowerPS Tower 240 Fleet | DC | 240 | 240kW all-in-one charger with 2 connectors. Alternate designations: DirectPowerPS 240 Fleet, DirectPowerPS 240
[6 empty] | Nidec | EVDIS-L300DAWM000 | DirectPowerPS Tower 300 Flagship | DC | 300 | 300kW all-in-one charger with 2 connectors, advertising display, and payment terminal. Alternate designations: DirectPowerPS 300 Flagship, DirectPowerPS 300
[6 empty] | Nidec | EVDIS-L300DFW00031 | DirectPowerPS Tower 300 Fleet | DC | 300 | 300kW all-in-one charger with 2 connectors. Alternate designations: DirectPowerPS 300 Fleet, DirectPowerPS 300
[6 empty] | Nidec | EVDIS-L360DAWM000 | DirectPowerPS Tower 360 Flagship | DC | 360 | 360kW all-in-one charger with 2 connectors, advertising display, and payment terminal. Alternate designations: DirectPowerPS 360 Flagship, DirectPowerPS 360
[6 empty] | Nidec | EVDIS-L360DFW00031 | DirectPowerPS Tower 360 Fleet | DC | 360 | 360kW all-in-one charger with 2 connectors. Alternate designations: DirectPowerPS 360 Fleet, DirectPowerPS 360
[6 empty] | Noodoe | DC060PHCSX13480SUS1 | 0 | DC | 60 | 1x CCS1 connector 1x CHAdeMO connector
[6 empty] | Noodoe | DC060PHSSX13480SUS1 | 0 | DC | 60 | 2x CCS1 connector
[6 empty] | Noodoe | DC090PHCSX13480SUS1 | 0 | DC | 90 | 1x CCS1 connector 1x CHAdeMO connector
[6 empty] | Noodoe | DC090PHSSX13480SUS1 | 0 | DC | 90 | 2x CCS1 connector
[6 empty] | Noodoe | DC120PHCSX13480SUS1 | 0 | DC | 120 | 1x CCS1 connector 1x CHAdeMO connector
[6 empty] | Noodoe | DC120PHSSX13480SUS1 | 0 | DC | 120 | 2x CCS1 connector
[6 empty] | Noodoe | DC150PHCSX13480SUS1 | 0 | DC | 150 | 1x CCS1 connector 1x CHAdeMO connector
[6 empty] | Noodoe | DC150PHSSX13480SUS1 | 0 | DC | 150 | 2x CCS1 connector
[6 empty] | Noodoe | DC180PHCSX13480SUS1 | 0 | DC | 180 | 1x CCS1 connector 1x CHAdeMO connector
[6 empty] | Noodoe | DC180PHSSX13480SUS1 | 0 | DC | 180 | 2x CCS1 connector
[6 empty] | Nuvve | DC RES-HD125-V2G (RES-HD125-V2G) | DC Rapid HD Charging Station 125kW | DC V2G | 125 | Power Cabinet, Rhombus: RES-DCVC125-480-V2G (RES-HD125-V2G), Firmware 603/0A16, Checksum A6AB Approved dispensers are RES-D2-CS20-V2G (RES-HD125-V2G), 1x CCS1 connector
[6 empty] | Nuvve | DC RES-HD60-V2G (RES-HD60-V2G) | DC Rapid HD Charging Station 60kW | DC V2G | 60 | Power Cabinet, Rhombus: RES-DCVC60-480-V2G (RES-HD60-V2G), Firmware 603/0A16, Checksum 0A16 Approved dispensers are RES-D2-CS20-V2G (RES-HD125-V2G), 1x CCS1 connector
[6 empty] | Nuvve | JT-30DC-V1G, JT-30DC-V1G-BA | EVSE Nuvve DC 30kW Smart Charging Station (CCS1, uni-directional, wall-mount) | DC | 30 | Single port.
[6 empty] | Nuvve | TP-120DC-V1G-H1-C, TP-120DC-V1G-H1-N, TP-120DC-V1G-H2-CC, TP-120DC-V1G-H2-NN, TP-120DC-V1G-H2-NC, TP-120DC-V1G-H1-C-BA, TP-120DC-V1G-H1-N-BA, TP-120DC-V1G-H2-CC-BA, TP-120DC-V1G-H2-NN-BA, TP-120DC-V1G-H2-NC-BA | EVSE Nuvve DCFC 120kW Smart Charging Station (Single or Dual Port, CCS1 or NACS, Power Sharing, non-BABA or BABA) | DC | 120 | Dual port. Can be configured with: 2x CCS, 2x NACS, 2x CHAdeMO, 1x CCS + 1x NACS, 1x CCS + 1x CHAdeMO
[6 empty] | Nuvve | TP-160DC-V1G-H1-C, TP-160DC-V1G-H1-N, TP-160DC-V1G-H2-CC, TP-160DC-V1G-H2-NN, TP-160DC-V1G-H2-NC, TP-160DC-V1G-H1-C-BA, TP-160DC-V1G-H1-N-BA, TP-160DC-V1G-H2-CC-BA, TP-160DC-V1G-H2-NN-BA, TP-160DC-V1G-H2-NC-BA | EVSE Nuvve DCFC 160kW Smart Charging Station (Single or Dual Port, CCS1 or NACS, Power Sharing, non-BABA or BABA) | DC | 160 | Dual port. Can be configured with: 2x CCS, 2x NACS, 2x CHAdeMO, 1x CCS + 1x NACS, 1x CCS + 1x CHAdeMO
[6 empty] | Nuvve | TP-180DC-V1G-H1-C, TP-180DC-V1G-H1-N, TP-180DC-V1G-H2-CC, TP-180DC-V1G-H2-NN, TP-180DC-V1G-H2-NC, TP-180DC-V1G-H1-C-BA, TP-180DC-V1G-H1-N-BA, TP-180DC-V1G-H2-CC-BA, TP-180DC-V1G-H2-NN-BA, TP-180DC-V1G-H2-NC-BA | EVSE Nuvve DCFC 180kW Smart Charging Station (Single or Dual Port, CCS1 or NACS, Power Sharing, non-BABA or BABA) | DC | 180 | Dual port. Can be configured with: 2x CCS, 2x NACS, 2x CHAdeMO, 1x CCS + 1x NACS, 1x CCS + 1x CHAdeMO
[6 empty] | Nuvve | TP-200DC-V1G-H2-CC | TP-200DC-V1G(-####) | DC | 200 | Dual Port, either 2x CCS or 1x CCS + 1x CHAdeMO
[6 empty] | Nuvve | TP-20DC-V2G-H1-C, TP-20DC-V2G-H1-N, TP-20DC-V2G-H1-C-BA, TP-20DC-V2G-H1-N-BA | EVSE Nuvve DC 20kW V2G Station (Single Port, CCS1 or NACS, non-BABA or BABA) | DC V2G | 20 | Bidirectional charger
[6 empty] | Nuvve | TP-240DC-V1G-H2-CC | TP-240DC-V1G(-####) | DC | 240 | Dual Port, either 2x CCS or 1x CCS + 1x CHAdeMO
[6 empty] | Nuvve | TP-300HPDC-V1G-H1-C, TP-300HPDC-V1G-H1-N, TP-300HPDC-V1G-H2-CC, TP-300HPDC-V1G-H2-NN, TP-300HPDC-V1G-H2-NC, TP-300HPDC-V1G-H1-C-BA, TP-300HPDC-V1G-H1-N-BA, TP-300HPDC-V1G-H2-CC-BA, TP-300HPDC-V1G-H2-NN-BA, TP-300HPDC-V1G-H2-NC-BA | EVSE Nuvve DCFC 300kW Smart Charging Station (Single or Dual Port, CCS1 or NACS, Power Sharing, non-BABA or BABA) | DC | 300 | Dual Port, either 2x CCS or 1x CCS + 1x CHAdeMO
[6 empty] | Nuvve | TP-30DC-V1G-H1-C, TP-30DC-V1G-H1-N, TP-30DC-V1G-H1-C-BA, TP-30DC-V1G-H1-N-BA | EVSE Nuvve DCFC 30kW Smart Charging Station (Single Port, CCS1 or NACS, non-BABA or BABA) | DC | 30 | Dual port. Can be configured with: 2x CCS, 2x NACS, 2x CHAdeMO, 1x CCS + 1x NACS, 1x CCS + 1x CHAdeMO
[6 empty] | Nuvve | TP-30DC-V2G-H1-C | TP-30DC-V1G(-####) | DC V2G | 30 | Bidirectional charger
[6 empty] | Nuvve | TP-360HPDC-V1G-H1-C, TP-360HPDC-V1G-H1-N, TP-360HPDC-V1G-H2-CC, TP-360HPDC-V1G-H2-NN, TP-360HPDC-V1G-H2-NC, TP-360HPDC-V1G-H1-C-BA, TP-360HPDC-V1G-H1-N-BA, TP-360HPDC-V1G-H2-CC-BA, TP-360HPDC-V1G-H2-NN-BA, TP-360HPDC-V1G-H2-NC-BA | EVSE Nuvve DCFC 360kW Smart Charging Station (Single or Dual Port, CCS1 or NACS, Power Sharing, non-BABA or BABA) | DC | 360 | Dual Port, either 2x CCS or 1x CCS + 1x CHAdeMO
[6 empty] | Nuvve | TP-40DC-V2G-H1-C, TP-40DC-V2G-H1-N, TP-40DC-V2G-H1-C-BA, TP-40DC-V2G-H1-N-BA | EVSE Nuvve DC 40kW V2G Station (Single Port, CCS1 or NACS, non-BABA or BABA) | DC V2G | 40 | Bidirectional charger
[6 empty] | Nuvve | TP-60DC-V1G-H1-C, TP-60DC-V1G-H1-N, TP-60DC-V1G-H2-CC, TP-60DC-V1G-H2-NN, TP-60DC-V1G-H2-NC, TP-60DC-V1G-H1-C-BA, TP-60DC-V1G-H1-N-BA, TP-60DC-V1G-H2-CC-BA, TP-60DC-V1G-H2-NN-BA, TP-60DC-V1G-H2-NC-BA | EVSE Nuvve DCFC 60kW Smart Charging Station (Single or Dual Port, CCS1 or NACS, non-BABA or BABA) | DC | 60 | Dual port. Can be configured with: 2x CCS, 2x NACS, 2x CHAdeMO, 1x CCS + 1x NACS, 1x CCS + 1x CHAdeMO
[6 empty] | Nuvve | TP-60DC-V2G-H1-C, TP-60DC-V2G-H1-N, TP-60DC-V2G-H1-C-BA, TP-60DC-V2G-H1-N-BA | EVSE Nuvve DC 60kW V2G Station (Single Port, CCS1 or NACS, non-BABA or BABA) | DC V2G | 60 | Bidirectional charger
[6 empty] | Power Electronics | NB0600U | 0 | DC | 60 | 1x CCS1 connector or 1x CHAdeMO connector
[6 empty] | Power Electronics | NB060SU | 0 | DC | 60 | 1x CCS1 connector or 1x CHAdeMO connector.
[6 empty] | Power Electronics | NB0900U | 0 | DC | 90 | 1x CCS1 connector or 1x CHAdeMO connector.
[6 empty] | Power Electronics | NB090SU | 0 | DC | 90 | 1x CCS1 connector or 1x CHAdeMO connector.
[6 empty] | Power Electronics | NB1200U | 0 | DC | 120 | 1x CCS1 connector or 1x CHAdeMO connector.
[6 empty] | Power Electronics | NB120SU | 0 | DC | 120 | 1x CCS1 connector or 1x CHAdeMO connector.
[6 empty] | Power Electronics | NB1500U | 0 | DC | 150 | 1x CCS1 connector or 1x CHAdeMO connector.
[6 empty] | Power Electronics | NB150SU | 0 | DC | 150 | 1x CCS1 connector or 1x CHAdeMO connector.
[6 empty] | Power Electronics | NB1800U | 0 | DC | 180 | 1x CCS1 connector or 1x CHAdeMO connector.
[6 empty] | Power Electronics | NB180SU | 0 | DC | 180 | 1x CCS1 connector or 1x CHAdeMO connector.
[6 empty] | Power Electronics | NB2100U | 0 | DC | 210 | 1x CCS1 connector or 1x CHAdeMO connector.
[6 empty] | Power Electronics | NB210SU | 0 | DC | 210 | 1x CCS1 connector or 1x CHAdeMO connector.
[6 empty] | Power Electronics | NB2400U | 0 | DC | 240 | 1x CCS1 connector or 1x CHAdeMO connector.
[6 empty] | Power Electronics | NB240SU | 0 | DC | 240 | 1x CCS1 connector or 1x CHAdeMO connector.
[6 empty] | Power Electronics | NB240U | NB400 | DC | 240 | Dual port.
[6 empty] | Power Electronics | NB320U | NB400 | DC | 320 | Dual port.
[6 empty] | Power Electronics | NB400U | NB400 | DC | 400 | Dual port.
[6 empty] | Power Electronics | NBI01100U | 0 | DC V2G | 110 | Power Cabinet. Vetted dispenser is NBDI200U, NBDI300U. Available with 1 or 2 CSS-1 or CHAdeMO connectors.
[6 empty] | Power Electronics | NBI0110SU | 0 | DC V2G | 110 | Power Cabinet. Vetted dispenser is NBDI200U, NBDI300U. Available with 1 or 2 CSS-1 or CHAdeMO connectors.
[6 empty] | Power Electronics | NBI01300U | 0 | DC V2G | 135 | Power Cabinet. Vetted dispenser is NBDI200U, NBDI300U. Available with 1 or 2 CSS-1 or CHAdeMO connectors.
[6 empty] | Power Electronics | NBI0130SU | 0 | DC V2G | 135 | Power Cabinet. Vetted dispenser is NBDI200U, NBDI300U. Available with 1 or 2 CSS-1 or CHAdeMO connectors.
[6 empty] | Power Electronics | NBI0400U | 0 | DC V2G | 40 | Power Cabinet. Vetted dispenser is NBDI200U, NBDI300U. Available with 1 or 2 CSS-1 or CHAdeMO connectors.
[6 empty] | Power Electronics | NBI040SU | 0 | DC V2G | 40 | Power Cabinet. Vetted dispenser is NBDI200U, NBDI300U. Available with 1 or 2 CSS-1 or CHAdeMO connectors.
[6 empty] | Power Electronics | NBi0600U | 0 | DC | 60 | Power Cabinet. Vetted dispensers are NBDI2000U,NBDI3000U. 1x CCS1 connector or 1x CHAdeMO connector.
[6 empty] | Power Electronics | NBi060SU | 0 | DC | 60 | Power Cabinet. Vetted dispensers are NBDI2000U,NBDI3000U. 1x CCS1 connector or 1x CHAdeMO connector.
[6 empty] | Power Electronics | NBI0650U | 0 | DC V2G | 65 | Power Cabinet. Vetted dispenser is NBDI200U, NBDI300U. Available with 1 or 2 CSS-1 or CHAdeMO connectors.
[6 empty] | Power Electronics | NBI065SU | 0 | DC V2G | 65 | Power Cabinet. Vetted dispenser is NBDI200U, NBDI300U. Available with 1 or 2 CSS-1 or CHAdeMO connectors.
[6 empty] | Power Electronics | NBI0850SU | 0 | DC V2G | 85 | Power Cabinet. Vetted dispenser is NBDI200U, NBDI300U. Available with 1 or 2 CSS-1 or CHAdeMO connectors.
[6 empty] | Power Electronics | NBI0850U | 0 | DC V2G | 85 | Power Cabinet. Vetted dispenser is NBDI200U, NBDI300U. Available with 1 or 2 CSS-1 or CHAdeMO connectors.
[6 empty] | Power Electronics | NBi0900U | 0 | DC | 90 | Power Cabinet. Vetted dispensers are NBDI2000U,NBDI3000U. 1x CCS1 connector or 1x CHAdeMO connector.
[6 empty] | Power Electronics | NBi090SU | 0 | DC | 90 | Power Cabinet. Vetted dispensers are NBDI2000U,NBDI3000U. 1x CCS1 connector or 1x CHAdeMO connector.
[6 empty] | Power Electronics | NBi1200U | 0 | DC | 120 | Power Cabinet. Vetted dispensers are NBDI2000U,NBDI3000U. 1x CCS1 connector or 1x CHAdeMO connector.
[6 empty] | Power Electronics | NBi120SU | 0 | DC | 120 | Power Cabinet. Vetted dispensers are NBDI2000U,NBDI3000U. 1x CCS1 connector or 1x CHAdeMO connector.
[6 empty] | Power Electronics | NBi1500U | 0 | DC | 150 | Power Cabinet. Vetted dispenser is NBDI2000U,NBDI3000U. Available with 1 or 2 CCS1 or CHAdeMo connectors.
[6 empty] | Power Electronics | NBi150SU | 0 | DC | 150 | Power Cabinet. Vetted dispenser is NBDI2000U,NBDI3000U. Available with 1 or 2 CCS1 or CHAdeMo connectors.
[6 empty] | Power Electronics | NBi1800U | 0 | DC | 180 | Power Cabinet. Vetted dispenser is NBDI2000U,NBDI3000U. Available with 1 or 2 CCS1 or CHAdeMo connectors.
[6 empty] | Power Electronics | NBi180SU | 0 | DC | 180 | Power Cabinet. Vetted dispenser is NBDI2000U,NBDI3000U. Available with 1 or 2 CCS1 or CHAdeMo connectors.
[6 empty] | Power Electronics | NBSK084000U | 0 | DC | 840 | Power Cabinet. Vetted dispenser is NBDI2000U,NBDI3000U. Available with 1 or 2 CCS1 or CHAdeMo connectors.
[6 empty] | Power Electronics | NBSK08400SU | 0 | DC | 840 | Power Cabinet. Vetted dispenser is NBDI2000U,NBDI3000U. Available with 1 or 2 CCS1 or CHAdeMo connectors.
[6 empty] | Power Electronics | NBSK108000U | 0 | DC | 1080 | Power Cabinet. Vetted dispenser is NBDI2000U,NBDI3000U. Available with 1 or 2 CCS1 or CHAdeMo connectors.
[6 empty] | Power Electronics | NBSK10800SU | 0 | DC | 1080 | Power Cabinet. Vetted dispenser is NBDI2000U,NBDI3000U. Available with 1 or 2 CCS1 or CHAdeMo connectors.
[6 empty] | Power Electronics | NBSK120000U | 0 | DC | 1200 | Power Cabinet. Vetted dispenser is NBDI2000U,NBDI3000U. Available with 1 or 2 CCS1 or CHAdeMo connectors.
[6 empty] | Power Electronics | NBSK12000SU | 0 | DC | 1200 | Power Cabinet. Vetted dispenser is NBDI2000U,NBDI3000U. Available with 1 or 2 CCS1 or CHAdeMo connectors.
[6 empty] | Power Electronics | NBSK132000U | 0 | DC | 1320 | Power Cabinet. Vetted dispenser is NBDI2000U,NBDI3000U. Available with 1 or 2 CCS1 or CHAdeMo connectors.
[6 empty] | Power Electronics | NBSK13200SU | 0 | DC | 1320 | Power Cabinet. Vetted dispenser is NBDI2000U,NBDI3000U. Available with 1 or 2 CCS1 or CHAdeMo connectors.
[6 empty] | Power Electronics | NBSK144000U | 0 | DC | 1440 | Power Cabinet. Vetted dispenser is NBDI2000U,NBDI3000U. Available with 1 or 2 CCS1 or CHAdeMo connectors.
[6 empty] | Power Electronics | NBSK14400SU | 0 | DC | 1440 | Power Cabinet. Vetted dispenser is NBDI2000U,NBDI3000U. Available with 1 or 2 CCS1 or CHAdeMo connectors.
[6 empty] | Power Electronics | NBW300U | 0 | DC | 30 | Available with 1 CSS-1, 1 CHAdeMO or 1 CSS-1 + 1 CHAdeMO connectors configuration.
[6 empty] | Power Innovations International Inc. | EVQC030-#### | 30kW DC EV Quick Charger | DC | 30 | Single port
[6 empty] | Power Innovations International Inc. | EVQC060-#### | 60kW DC EV Quick Charger | DC | 60 | Single port
[6 empty] | Power Innovations International Inc. | EVQC060-M### | 60kW Indoor Mobile DC EV Quick Charger | DC | 60 | Single port
[6 empty] | PowerPump | DC120 | Level 3 DC Charging Station 120kW | DC | 120 | SAE J1772, Standalone network capability
[6 empty] | PowerPump | DC150 | Level 3 DC Charging Station 150kW | DC | 150 | SAE J1772, Standalone network capability
[6 empty] | PowerPump | DC180 | Level 3 DC Charging Station 1280kW | DC | 180 | SAE J1772, Standalone network capability
[6 empty] | PowerPump | DC300 | 0 | DC | 300 | 0
[6 empty] | PowerPump | DC360 | 0 | DC | 360 | 0
[6 empty] | PowerPump | DC60 | Level 3 DC Charging Station 60kW | DC | 60 | SAE J1772, Standalone network capability
[6 empty] | Siemens | P3REC100003605 | SiCHARGE UC150 | DC | 150 | 1x CCS1 connector. Vetted dispensers are P3REC100003604 and P3REC100003615
[6 empty] | Siemens | SICHARGE UC150 P3REC100003602 (8EM40012AA101AA2) | SiCHARGE UC150 | DC | 150 | 1x CCS1 connector. Vetted dispensers are P3REC100003604 and P3REC100003615
[6 empty] | Sinexcel | SEC1000/160Y-H-U； SEC1000/160Y-T-U； SEC1000/160Y-HH-U； SEC1000/160Y-TT-U； SEC1000/160Y-HT-U； SEC1000/120Y-H-U； SEC1000/120Y-T-U； SEC1000/120Y-HH-U； SEC1000/120Y-TT-U； SEC1000/120Y-HT-U； SEC1000/60Y-C-U； SEC1000/60Y-S-U； SEC1000/60Y-CC-U； SEC1000/60Y-SS-U； SEC1000/60Y-SC-U； | SEC160 | DC | 160 | Output range:200V-1000V efficiency:Up to 96% Full certification User-friendly ADA Multiple payment methods Support for customization PLUG& CHARGE Hardware 15118-Ready Can Output 350A CCS1 boost 500A NACS boost 400A
[6 empty] | Sinexcel | SEC1000/240Y-H-U SEC1000/240Y-HH-U SEC1000/240Y-HJ-U SEC1000/240Y-T-U SEC1000/240Y-HT-U SEC1000/240Y-TJ-U SEC1000/240Y-TT-U | SEC 240 | DC | 240 | Output range:200V-1000V efficiency:Up to 96% Full certification User-friendly ADA Multiple payment methods Support for customization PLUG& CHARGE Hardware 15118-Ready Can Output 350A CCS1 boost 500A NACS boost 400A
[6 empty] | Sinexcel | SEC1000/360F-N-U SEC1000/480F-N-U SEC1000/200U-C-U SEC1000/200U-CC-U SEC1000/200U-CJ-U SEC1000/300U-H-U SEC1000/300U-HH-U SEC1000/300U-HC-U SEC1000/300U-HJ-U SEC1000/500U-F-U SEC1000/500U-FH-U SEC1000/500U-FC-U SEC1000/500U-FJ-U SEC1000/300U-T-U SEC1000/300U-TJ-U SEC1000/300U-HT-U SEC1000/300U-TT-U SEC1000/300U-TC-U SEC1000/500U-FT-U | SEC 480 | DC | 480 | Output range:200V-1000V efficiency:Up to 96% Full certification User-friendly ADA Multiple payment methods Support for customization PLUG& CHARGE Hardware 15118-Ready Air cooling output 350A Liquid cooling sustained maximum output 500A
[6 empty] | SK Signet | CD40*# / CP60*# | V2 VE 600kW Distributed system | DC | 400 | Two dispensers type or four dispensers type. CCS1 and NACS connectors are supported. "*#" in the end of model number identifies any changes including hardware, option, certifications, and etc.
[6 empty] | SK Signet | FC200K-##-## | V2 200kW AIO system | DC | 200 | "xx" in the model number identifies connector type. "B2": Dual CCS1 connector "BH": CCS1 and NACS connector
[6 empty] | SK Signet | HPC175K-PS | Signet HP | DC | 350 | Power Cabinet, 1x CCS1 connector 1x CHAdeMO connector Vetted dispensers are SHDP350K-NCC-PS
[6 empty] | StarCharge | Aurora 11 | Aurora 11 | DC | 11.5 | Single Port
[6 empty] | StarCharge | DC3200AN147XYZ/ DC2800AN147XYZ/ DC2400AN147XYZ/ DC1800AN147XYZ/ DC1500AN147XYZ/ DC1200AN147XYZ | Titan 320kW | DC | 320 | Dual port.
[6 empty] | StarCharge | Neptune 240kW | Neptune 240kW | DC | 240 | OCA Full and Security certificates under software version 1.2009.0 (alternate company name on OCA cert - Wanbang Digital Energy Co., Ltd.)
[6 empty] | TECO-Westinghouse | DOWU362 | Nexe VersaCharge 120kW | DC | 360 | Power Cabinet. 1x CCS1 connector or 1x CHAdeMO connector. Vetted dispensers are DDWU362T0TE2PN- RW DDWU362T0TE2N7-RW, DDWU362V00E2N7-RW DDWU362U0UE2PN-RW, DDWU362U0UE2N7-RW, DDWU362K0TE2PN-RW, DDWU362K0TE2N7-RW, DDWU362K0UE2PN-RW, DDWU362K0UE2N7-RW, DDWU362G00E2PN-RW, DDWU362G00E2N7-RW, DDWU362K00E2PN-RW, DDWU362K00E2N7-RW, DDWU362U00E2PN-RW, DDWU362U00E2N7-RW, DDWU362T00E2PN-RW, DDWU362T00E2N7-RW, DDWU362V0UE2PN-RW, DDWU362V0UE2N7-RW, DDWU362V0KE2PN-RW, DDWU362V0KE2N7-RW, DDWU362V0TE2PN-RW, DDWU362V0TE2N7-RW, DDWU362V00E2PN-RW.
[6 empty] | TECO-Westinghouse | DSWU122 | Nexe VersaCharge 180kW | DC | 120 | 1x CCS1 connector 1x CHAdeMO connector
[6 empty] | TECO-Westinghouse | DSWU182 | Nexe VersaCharge 60kW | DC | 180 | 1x CCS1 connector 1x CHAdeMO connector
[6 empty] | TECO-Westinghouse | DSWU601 | Nexe VersaCharge 90kW | DC | 60 | 1x CCS1 connector 1x CHAdeMO connector
[6 empty] | TECO-Westinghouse | DSWU901 | 0 | DC | 90 | 1x CCS1 connector 1x CHAdeMO connector
[6 empty] | TECO-Westinghouse | DWWU301/ DW30 | 0 | DC | 30 | 1x CCS1 connector 1x CHAdeMO connector
[6 empty] | Tellus Power | TP-EVPD-120kW (TP5-120-480) | 0 | DC | 120 | Dual Port ; either 2 x CCS or 1x CCS + 1x CHAdeMO or or 1x CCS + 1x NACS or 2 x NACS
[6 empty] | Tellus Power | TP-EVPD-160kW (TP5-160-480) | 0 | DC | 160 | Dual Port ; either 2 x CCS or 1x CCS + 1x CHAdeMO or or 1x CCS + 1x NACS or 2 x NACS
[6 empty] | Tellus Power | TP-EVPD-180kW (TP5-180-480) | 0 | DC | 180 | Dual Port ; either 2 x CCS or 1x CCS + 1x CHAdeMO or or 1x CCS + 1x NACS or 2 x NACS
[6 empty] | Tellus Power | TP-EVPD-200kW (TP5-200-480) | 0 | DC | 200 | Dual Port ; either 2 x CCS or 1x CCS + 1x CHAdeMO or or 1x CCS + 1x NACS or 2 x NACS
[6 empty] | Tellus Power | TP-EVPD-240kW (TP5-240-480) | 0 | DC | 240 | Dual Port ; either 2 x CCS or 1x CCS + 1x CHAdeMO or or 1x CCS + 1x NACS or 2 x NACS
[6 empty] | Tellus Power | TP-EVPD-300kW (TP5-300-480) | 0 | DC | 300 | Dual Port ; either 2 x CCS or 1x CCS + 1x CHAdeMO or or 1x CCS + 1x NACS or 2 x NACS
[6 empty] | Tellus Power | TP-EVPD-30kW (TP5-30-480) | 0 | DC | 30 | Single Port ; CCS1 or CHAdeMO or NACS
[6 empty] | Tellus Power | TP-EVPD-360kW (TP5-360-480) | 0 | DC | 360 | Dual Port ; either 2 x CCS or 1x CCS + 1x CHAdeMO or or 1x CCS + 1x NACS or 2 x NACS
[6 empty] | Tellus Power | TP-EVPD-60kW (TP5-60-480) | 0 | DC | 60 | Dual Port ; either 2 x CCS or 1x CCS + 1x CHAdeMO or or 1x CCS + 1x NACS or 2 x NACS
[6 empty] | Tellus Power | TP-V2G-20-480 | 0 | DC V2G | 20 | Bidirectional charger
[6 empty] | Tellus Power | TP-V2G-30-480 | 0 | DC V2G | 30 | Bidirectional charger
[6 empty] | Tellus Power | TP-V2G-40-480 | 0 | DC V2G | 40 | Bidirectional charger
[6 empty] | Tellus Power | TP-V2G-60-480 | 0 | DC V2G | 60 | Bidirectional charger
[6 empty] | Tritium | PKM150 | 0 | DC | 150 | Charging station is DC-fed
[6 empty] | Tritium | TRI-153-RTM-02-025-#### | RTM 25 | DC | 25 | 1x CCS1 connector 1x CHAdeMO connector
[6 empty] | Tritium | TRI-153-RTM-02-050-#### | RTM 50 | DC | 50 | 1x CCS1 connector 1x CHAdeMO connector
[6 empty] | Tritium | TRI-153-RTM-02-075-#### | RTM 75 | DC | 75 | 1x CCS1 connector 1x CHAdeMO connector
[6 empty] | Tritium | Veefil RT 175-S | 0 | DC | 175 | 1x CCS1 connector 1x CHAdeMO connector
[6 empty] | Tritium | Veefil RT 50 | 0 | DC | 50 | 1x CCS1 connector 1x CHAdeMO connector
[6 empty] | TurnOnGreen | FSP1200/CPEVDC-120KW-# | FSP1200 | DC | 120 | Single Port, CCS connector
[6 empty] | TurnOnGreen | FSP1800 | FSP1800 | DC | 180 | 0
[6 empty] | TurnOnGreen | FSP300/CPEVDC-30KW-# | FSP300 | DC | 30 | Single Port, CCS connector
[6 empty] | TurnOnGreen | FSP600/CPEVDC-60KW-# | FSP600 | DC | 60 | Single Port, CCS connector
[6 empty] | XCharge | C6AM150XX | C6AM150XX | DC | 150 | Standalone DCFC, no HPC needed, runs off its own power
[6 empty] | XCharge | C6AM200XX | C6AM200XX | DC | 200 | Dual port.
[6 empty] | XCharge | C6AM200XX (125kW) | C6AM200XX (125kW) | DC | 125 | Runs on 208 3P power, standalone DCFC
[6 empty] | XCharge | C6AM90XX | C6AM90XX | DC | 95 | Runs on 208 3P power, standalone DCFC
[6 empty] | Xcharge | C7AM-240-CC / C7AM-240-LQ- CC | C7AM | DC | 240 | Dual port DCFC (up to 400kW), available with both CCS1 and NACS (liquid or air cooled cable)
[6 empty] | Xcharge | C7AM-280-CC / C7AM-280-LQ-CC | C7AM | DC | 280 | Dual port DCFC (up to 400kW), available with both CCS1 and NACS (liquid or air cooled cable)
[6 empty] | Xcharge | C7AM-320-CC / C7AM-320-LQ-CC | C7AM | DC | 320 | Dual port DCFC (up to 400kW), available with both CCS1 and NACS (liquid or air cooled cable)
[6 empty] | Xcharge | C7AM-360-CC / C7AM-360-LQ-CC | C7AM | DC | 360 | Dual port DCFC (up to 400kW), available with both CCS1 and NACS (liquid or air cooled cable)
[6 empty] | Xcharge | C7AM-400-CC / C7AM-400-LQ-CC | C7AM | DC | 400 | Dual port DCFC (up to 400kW), available with both CCS1 and NACS (liquid or air cooled cable)
[6 empty] | XCharge | NZS/2215, NZS/430 | GridLink 01, GridLink 02 | DC | 194 | All-in-one battery-integrated storage system delivering dual-port DC fast charging up to 194 kW with CCS1 and NACS, requiring minimal grid power for flexible, high-performance deployment.
[6 empty] | Zerova | DD3.0/3.5 Dispenser: DDWU362/DDWA362 | DO/DD Series: DD3.0/3.5 Dispenser | DC | 360 | 0
[6 empty] | Zerova | DO360: DOWU362/DOWA362 | DO/DD Series: DO360 | DC | 360 | Power Cabinet. 1x CCS1 connector or 1x CHAdeMO connector. Vetted dispensers are DDWU362T0TE2PN- RW DDWU362T0TE2N7-RW, DDWU362V00E2N7-RW DDWU362U0UE2PN-RW, DDWU362U0UE2N7-RW, DDWU362K0TE2PN-RW, DDWU362K0TE2N7-RW, DDWU362K0UE2PN-RW, DDWU362K0UE2N7-RW, DDWU362G00E2PN-RW, DDWU362G00E2N7-RW, DDWU362K00E2PN-RW, DDWU362K00E2N7-RW, DDWU362U00E2PN-RW, DDWU362U00E2N7-RW, DDWU362T00E2PN-RW, DDWU362T00E2N7-RW, DDWU362V0UE2PN-RW, DDWU362V0UE2N7-RW, DDWU362V0KE2PN-RW, DDWU362V0KE2N7-RW, DDWU362V0TE2PN-RW, DDWU362V0TE2N7-RW, DDWU362V00E2PN-RW.
[6 empty] | Zerova | DQ480: DQWU482/DQWA482 | DQ Series: DQ480 | DC | 480 | Configurable to four or two cables
[6 empty] | Zerova | DQWA242 | DQ240 | DC | 240 | Configurable to four or two cables
[6 empty] | Zerova | DQWA360 | DQ360 | DC | 360 | Configurable to four or two cables
[6 empty] | Zerova | DS120: DSWU122/DSWA122 | DS Series: DS120 | DC | 120 | 1x CCS1 connector 1x CHAdeMO connector
[6 empty] | Zerova | DS150: DSWU152/DSWA152 | DS Series: DS150 | DC | 150 | 1x CCS1 connector 1x CHAdeMO connector
[6 empty] | Zerova | DS180: DSWU182/DSWA182 | DS Series: DS180 | DC | 180 | 1x CCS1 connector 1x CHAdeMO connector; OCA Full and Security certificates under software version V1.00
[6 empty] | Zerova | DS60: DSWU601/DSWA601/SF##601 | DS Series: DS60/SF60 | DC | 60 | 1x CCS1 connector 1x CHAdeMO connector
[6 empty] | Zerova | DS90: DSWU901/DSWA901 | DS Series: DS90 | DC | 90 | 1x CCS1 connector 1x CHAdeMO connector
[6 empty] | Zerova | DT240: DTWA240 | DT Series: DT240 | DC | 240 | Configurable to four or two cables
[6 empty] | Zerova | DW30: DWWU301/DWWA301 | DW Series: DW30 | DC | 30 | 1x CCS1 connector 1x CHAdeMO connector
[6 empty] | Zerova | DZ480: DZWU482/DEZWA482 | DZ Series: DZ480 | DC | 480 | Configurable to two, four, or six cables

## ComEd (hidden)
ComEd
Updated February 6, 2026
These EVSE meet the program requirements established by ComEd. For additional program details, please visit <https://comedevsmart.customerapplication.com/>
EV Charger and Installation Rebate Program (Residential)
Brand | Model Number | Model Name | Type | Max Power (kW) | Notes
ABB | 6AGC081291 | Terra AC Wallbox UL TAC-W19-P8-RD-MCD-0 | AC | 19.2 | 0
ABB | 6AGC082553 | Terra AC Wallbox UL TAC-W9-P8-RD-MCD-0 | AC | 9.6 | 0
AISPEX Inc. | Gold-48 | Commercial L2 Charger | AC | 11.5 | 0
ATG Electronics | ATG-C01-40A | Commercial EV Charger | AC | 9.6 | Single port
ATG Electronics | ATG-C01-48A | Commercial EV Charger | AC | 11.5 | Single port
Autel | AC W12-L-4G | AC Elite | AC | 12 | Single Port ; OCPP Full Certificate with software version V1.13.97
Autel | MAXI US AC LW10-N14 | AC Lite | AC | 9.6 | Single port. NEMA 14-50 plug. Separate holster.
Autel | MAXI US AC LW12 | AC Lite | AC | 12 | Single port. NEMA 14-50 plug. Separate holster.
Autel | MAXI US AC W10-N14 | AC Elite Home | AC | 9.6 | Single port. NEMA 14-50 plug. Separate holster.
Autel | MAXI US AC W10-N14-H | AC Elite Home | AC | 9.6 | Single port. NEMA 14-50 plug. Separate holster.
Autel | MAXI US AC W10-N6 | AC Elite Home | AC | 9.6 | Single port. NEMA 14-50 plug. Separate holster.
Autel | MAXI US AC W10-N6-H | AC Elite Home | AC | 9.6 | Single port. NEMA 14-50 plug. Separate holster.
Autel | MAXI US AC W12 | AC Elite Home | AC | 12 | Single port. NEMA 14-50 plug. Separate holster.
Autel | MAXI US AC W12-H | AC Elite Home | AC | 12 | Single port. NEMA 14-50 plug. Separate holster.
Autel | Maxi UW19C002 | MaxiCharger AC Pro 80A | AC | 19.2 | Single port.
Autel | Maxi UW19CJ02 | MaxiCharger AC 80A | AC | 19.2 | Single port.
Autel | Maxi UW19L002 | MaxiCharger AC Pro 80A | AC | 19.2 | Single port.
Autel | Maxi UW19LB02 | MaxiCharger AC 80A | AC | 19.2 | Single port.
Autel | Maxi UW19LJ02 | MaxiCharger AC 80A | AC | 19.2 | Single port.
Autel | UF####001 | AC Ultra | AC | 19.2 | Single Port or Dual Port. No credit card reader
Autel | UF####101 | AC Ultra | AC | 19.2 | Single Port or Dual Port
Autel | UW12-J0610CA0002 | MaxiCharger AC Single | AC | 12 | Single port.
Autel | UW12-J0650CA0002 | MaxiCharger AC Single | AC | 12 | Single port.
Blink | 780 | Series 7 ISO Single | AC | 19.2 | Single port.
Blink | 01-0202 (MQ 200) | MQ 200 | AC | 12 | Single Port; NRTL listed as LiteOn MQW2-50C-M2-R#-#-23 and HQW2-50C-#-N#-#-23
Blink | 780 (40A) | Series 7 ISO (Enhanced) | AC | 9.6 | Dual Port, Standalone network capability
Blink | 780 (48A) | Series 7 ISO (Enhanced) | AC | 11.52 | Dual Port, Standalone network capability
Blink | 780 Series | Series 7 ISO Plus | AC | 19.2 | Dual Port, Standalone network capability
Blink | 880 (40A) | Series 8 ISO (Enhanced) | AC | 9.6 | Single or dual Port, Standalone network capability
Blink | 880 (48A) | Series 8 ISO (Enhanced) | AC | 11.52 | Dual Port, Standalone network capability
Blink | 880 (80A) | Series 8 ISO Plus | AC | 19.2 | Dual Port, Standalone network capability
Blink | IQW2-80U-M1-R2-N-25 (Advanced-LTE) Part Number 01-0207-LTE (IQ 200 Advanced) | IQ 200 Advanced | AC | 19.2 | Single Port
breezEV | EVC-L2-48A-L1-1-4G-D-AU-L-# | SMART CONNECTED LEVEL 2 EV CHARGING STATION | AC | 11.2 | 48A Max Charger, Screen, RFID, 4G Cellular, Wall-Mount, AmpUp LITE Plan, # determines plan length
breezEV | EVC-L2-P80-18-AP# | P80 - 80AMP Level 2 Charger | AC | 19.2 | Single port. Last character denotes years of AmpUp Pro Software included
BTC Power | EVP-2001-32-# | L2W-32-240-##-### | AC | 7.68 | Single port. BTC Power Hardware is network/backend agnostic, but also provide our own basic network option if needed
BTC Power | EVP-2001-48-# | L2W-48-240-##-### | AC | 11.52 | Single port. BTC Power Hardware is network/backend agnostic, but also provide our own basic network option if needed
BTC Power | EVP-2001-80-# | L2W-80-240-##-### | AC | 19.2 | Single port. BTC Power Hardware is network/backend agnostic, but also provide our own basic network option if needed
BTC Power | EVP-2002-32-# | L2P-32-240-##-### | AC | 7.68 | Dual port. BTC Power Hardware is network/backend agnostic, but also provide our own basic network option if needed
BTC Power | EVP-2002-48-# | L2P-48-240-##-### | AC | 11.52 | Dual port. BTC Power Hardware is network/backend agnostic, but also provide our own basic network option if needed
BTC Power | EVP-2002-80-# | L2P-80-240-##-### | AC | 19.2 | Dual port. BTC Power Hardware is network/backend agnostic, but also provide our own basic network option if needed
ChargePoint | CP6####-50A-L## | 6000 Series | AC | 12 | CP6000 family, NA, AC Station, 1 or 2 x Type 1 Cable, 50A or 80A, 1-Phase, 18' or 23' Cable, 6' or 8' Cable Management Kit, Pedestal or Wall Mount, 8" Touch Display, Contactless Credit Card and RFID Reader, Cellular/Wi-Fi, UL, Power Share Jumper, 1YR Parts Warranty, Optional credit card reader
ChargePoint | CP6####-80A-L## | 6000 Series | AC | 19.2 | CP6000 family, NA, AC Station, 1 or 2 x Type 1 Cable, 50A or 80A, 1-Phase, 18' or 23' Cable, 6' or 8' Cable Management Kit, Pedestal or Wall Mount, 8" Touch Display, Contactless Credit Card and RFID Reader, Cellular/Wi-Fi, UL, Power Share Jumper, 1YR Parts Warranty, Optional credit card reader
ChargePoint | CPF50- L##-****** | CPF50 | AC | 12 | CPF50 family, Single or Dual Port, Pedestal or Wall Mount, 50A, Type 1, Cable 18' or 23', Single Phase Charger, Cable Management Kit optional
ChargePoint | CPH50 | Home Flex | AC | 12 | CPH50 Dedicated Residential Charger, Single Port, J1772 or NACS, Wall Mount, 50A, Cable 18' or 23', Single Phase Charger
ChargePoint | CT40##-GW1-*****## | CT4000 | AC | 7.2 | CT4000 family, NA, AC Station, 1 or 2 x Type 1 Cable, 30A, 1-Phase, 18' or 23' Cable, 6' or 8' Cable Management Kit, Pedestal or Wall Mount, 5.7" Display, Contactless Credit Card and RFID Reader
ChargeSmart EV | CSEV-AC-#P | 0 | AC | 19.2 | Single Port or Dual Port. No credit card reader
ChargeTronix | CTC-CAC80 | FLUX AC | AC | 19.2 | Single or double port.
ChargeTronix | CTX-C32-240-1 | FLUX AC 32A | AC | 7.6 | Single port.
ChargeTronix | CTX-C40-240-1 | FLUX AC 40A | AC | 9.6 | Single port
ChargeTronix | CTX-C40-240-2 | FLUX AC Dual 40A | AC | 19.2 | Dual port.
ChargeTronix | CTX-C48-240-1 | FLUX AC 48A | AC | 11.5 | Single port.
ChargeTronix | CTX-C80-240-1 | FLUX AC Single 80A | AC | 19.2 | Single port.
ChargeTronix | CTX-C80-240-2 | FLUX AC Dual 80A | AC | 19.2 | Dual port.
ChargeTronix | CTX-CAC48 | FLUX AC | AC | 11.6 | Single port.
ChargeTronix | UP160J-#MP-### | UP160J | AC | 7.2 | Dual Port, Must acquire Gateway for network connectivity
Chargie | CH-L-48-PRA-1-18 | 0 | AC | 11.52 | 0
Chargie | CH-L-48-PRA-1-18-32 | 0 | AC | 7.68 | 0
Chargie | CH-L-48-PRA-1-18-40 | 0 | AC | 9.6 | 0
Chargie | CH-L-48-PRA-1-25 | 0 | AC | 11.52 | 0
Chargie | CH-L-48-PRA-1-25-32 | 0 | AC | 7.68 | 0
Chargie | CH-L-48-PRA-1-25-40 | 0 | AC | 9.6 | 0
Chargie | CH-L-48-PRAC-1-18 | 0 | AC | 11.52 | 0
Chargie | CH-L-48-PRAC-1-18-32 | 0 | AC | 7.68 | 0
Chargie | CH-L-48-PRAC-1-18-40 | 0 | AC | 9.6 | 0
Chargie | CH-L-48-PRAC-1-25 | 0 | AC | 11.52 | 0
Chargie | CH-L-48-PRAC-1-25-32 | 0 | AC | 7.68 | 0
Chargie | CH-L-48-PRAC-1-25-40 | 0 | AC | 9.6 | 0
Chargie | CH-L-48-PRACT-1-18 | 0 | AC | 11.52 | 0
Chargie | CH-L-48-PRACT-1-18-32 | 0 | AC | 7.68 | 0
Chargie | CH-L-48-PRACT-1-18-40 | 0 | AC | 9.6 | 0
Chargie | CH-L-48-PRACT-1-25 | 0 | AC | 11.52 | 0
Chargie | CH-L-48-PRACT-1-25-32 | 0 | AC | 7.68 | 0
Chargie | CH-L-48-PRACT-1-25-40 | 0 | AC | 9.6 | 0
Chargie | CH-L-48-PRAT-1-18 | 0 | AC | 11.52 | 0
Chargie | CH-L-48-PRAT-1-18-32 | 0 | AC | 7.68 | 0
Chargie | CH-L-48-PRAT-1-18-40 | 0 | AC | 9.6 | 0
Chargie | CH-L-48-PRAT-1-25 | 0 | AC | 11.52 | 0
Chargie | CH-L-48-PRAT-1-25-32 | 0 | AC | 7.68 | 0
Chargie | CH-L-48-PRAT-1-25-40 | 0 | AC | 9.6 | 0
CyberSwitching | CSE4-4G-BL | CSE4 | AC | 11.5 | Single Port
CyberSwitching | CSE1-4G-BL | CSE1 | AC | 11.5 | Single Port
CyberSwitching | CSE1-4G-BL-40 | CSE1 | AC | 7.5 | Single Port
CyberSwitching | CSE1-WIFI-BL | CSE1 | AC | 11.5 | Single Port
DynaChrg | EVJ002 | EVJ002 | AC | 19.2 | Single port. 48 amps and 80 amps
DynaChrg | EVJ005 | EVJ005 | AC | 11.5 | Dual port, each simultaneously 48 amps
Eaton | CP6####-50A-L##-ETN | 6000 Series | AC | 12 | CP6000 family, NA, AC Station, 1 or 2 x Type 1 Cable, 50A or 80A, 1-Phase, 18' or 23' Cable, 6' or 8' Cable Management Kit, Pedestal or Wall Mount, 8" Touch Display, Contactless Credit Card and RFID Reader, Cellular/Wi-Fi, UL, Power Share Jumper, 1YR Parts Warranty, Optional credit card reader
Eaton | CP6####-80A-L##-ETN | 6000 Series | AC | 19.2 | CP6000 family, NA, AC Station, 1 or 2 x Type 1 Cable, 50A or 80A, 1-Phase, 18' or 23' Cable, 6' or 8' Cable Management Kit, Pedestal or Wall Mount, 8" Touch Display, Contactless Credit Card and RFID Reader, Cellular/Wi-Fi, UL, Power Share Jumper, 1YR Parts Warranty, Optional credit card reader
Eaton | CPF50- L##-******-ETN | CPF50 | AC | 12 | CPF50 family, Single or Dual Port, Pedestal or Wall Mount, 50A, Type 1, Cable 18' or 23', Single Phase Charger, Cable Management Kit optional
Eaton | CPH50-ETN | Home Flex | AC | 12 | CPH50 Dedicated Residential Charger, Single Port, J1772 or NACS, Wall Mount, 50A, Cable 18' or 23', Single Phase Charger
Eaton | CT40##-GW1-*****##-ETN | CT4000 | AC | 7.2 | CT4000 family, NA, AC Station, 1 or 2 x Type 1 Cable, 30A, 1-Phase, 18' or 23' Cable, 6' or 8' Cable Management Kit, Pedestal or Wall Mount, 5.7" Display, Contactless Credit Card and RFID Reader
Eaton | GMEV32BAB-DC / GMEV32BR-DC / GMEV32BAB-JB / GMEV32BR-JB / GMEV32BR-WC / GMEV32BR-WCPL GMEV32XXX-XXXX | Green Motion EV Charger | AC | 7.7 | 0
Eaton | GMEV40CIE1B-WC/ GMEV40CIC1B-WC | Green Motion EV Charger | AC | 9.6 | 0
Eaton | GMEV40CME1B-WC/ GMEV40CMC1B-WC/ GMEV40CMX1B-WC | Green Motion EV Charger | AC | 9.6 | 0
Eaton | GMEV48CMC1-WC | Green Motion Building Pro | AC | 11.5 | Single port.
Eaton | GMEV48CME1-WC | Green Motion Building Pro | AC | 11.5 | Single port.
Eaton | GMEV80CIE1B-WC/ GMEV80CIC1B-WC | Green Motion EV Charger | AC | 19.2 | 0
Eaton | GMEV80CMC1-WC | Green Motion Fleet Pro | AC | 19.2 | Single port.
Eaton | GMEV80CMC1B-AA | Green Motion EV Charger | AC | 19.2 | AB Phasing/Cellular
Eaton | GMEV80CMC1B-AB | Green Motion EV Charger | AC | 19.2 | BC Phasing/Cellular
Eaton | GMEV80CMC1B-AC | Green Motion EV Charger | AC | 19.2 | CA Phasing/Cellular
Eaton | GMEV80CME1-WC | Green Motion Fleet Pro | AC | 19.2 | Single port.
Eaton | GMEV80CME1B-AA | Green Motion EV Charger | AC | 19.2 | AB Phasing/Wi-Fi
Eaton | GMEV80CME1B-AB | Green Motion EV Charger | AC | 19.2 | BC Phasing/Wi-Fi
Eaton | GMEV80CME1B-AC | Green Motion EV Charger | AC | 19.2 | CA Phasing/Wi-Fi
Eaton | GMEV80CME1B-WC/ GMEV80CMC1B-WC/ GMEV80CMX1B-WC | Green Motion EV Charger | AC | 19.2 | 0
Elinta Charge, UAB | CC-M2-USA-COM-PAY | CityCharge Mini2 | AC | 9.6 | Dual port. All-In-One Dual Charging System, Standalone, Spiral Cable, Network Capable EVSE, Optional Credit Card Reader.
Elinta Charge, UAB | CC-V2-USA-COM-PAY | CityCharge V2 | AC | 9.6 | Dual port. All-In-One Dual Charging System, Standalone, Spiral Cable, Network Capable EVSE, Optional Credit Card Reader.
Emporia | EMEVSE1 | EV Charger | AC | 11.52 | 0
EnergiSpot | ATLEU2-50AAS | Level 2 AC Charger | AC | 12 | Single port per unit, when configured as a dual unit on a single pedestal, each charger delivers their perscribed max output rating - never splitting power on a simutaneous charging session.
EnergiSpot | ATLEU2-80AAS | Level 2 AC Charger | AC | 19.2 | Single port per unit, when configured as a dual unit on a single pedestal, each charger delivers their perscribed max output rating - never splitting power on a simutaneous charging session.
EnergiSpot | ATLUE2-32AAS | Level 2 AC Charger | AC | 7.7 | Single port per unit, when configured as a dual unit on a single pedestal, each charger delivers their perscribed max output rating - never splitting power on a simutaneous charging session.
ENERGY5 | IC3-32A-H-A | ENERGY5 PowerPump (IC3) | AC | 7.6 | Single port.
ENERGY5 | SC3-32A-H | ENERGY5 PowerPump (SC3) | AC | 7.6 | Single port.
Epic Charging | EC48-AC | Epic48 | AC | 11.5 | Single Port, Standalone network capability
Epic Charging | EC80-AC | Epic80 | AC | 19.2 | Single Port, Standalone network capability
Epic Charging | ECB48-AC | Epic48 | AC | 11.5 | Single Port, Standalone network capability
Epic Charging | ECB80-AC | Epic80 | AC | 19.2 | Single Port, Standalone network capability
Espen | EVC/A48 | EVC/A48 | AC | 11.5 | Single port.
Espen | EVC/A48X2 | EVC/A48X2 | AC | 11.5 | Dual port.
Espen | EVC/A48S | EVC/A48S | AC | 11.5 | Single port.
Espen | EVC/A48SX2 | EVC/A48SX2 | AC | 11.5 | Dual Port
Espen | EVC/A80 | EVC/A80 | AC | 19.2 | Single port.
Espen | EVC/A80S | EVC/A80S | AC | 19.2 | Single port.
EVBolt | EVB-AC-PAX19 | Prestige 19 | AC | 19.1 | Single Port, Standalone network capability
EVBox | Iqon IQ2303-###### | Iqon | AC | 7.2 | Dual Port , Standalone network capability
EVCHRON | iM2C-19.2KA | iM2C-19.2KA | AC | 19.2 | 0
EVCHRON | iM3C-09K6A | iM3C-09K6A | AC | 9.6 | 0
EVCHRON | iM3C-11K5A | iM3C-11K5A | AC | 11.5 | 0
EVCHRON | iM3C-15K6A | iM3C-15K6A | AC | 15.6 | 0
EverCharge | EV002-48,E800-1000 | EV02 | AC | 11.52 | Single Port, Standalone network capability
EverCharge | EV002-48,E800-1000-32A | EV02 | AC | 7.68 | Single Port, Standalone network capability
EverCharge | EV002-48,E800-1000-40A | EV02 | AC | 8.3 | Single Port, Standalone network capability
EverCharge | EV002-80,E800-1001 | EV02 | AC | 19.2 | Single Port, Standalone network capability
EverCharge | EV002-80,E800-1001-40A | EV02 | AC | 8.3 | Single Port, Standalone network capability
EVGateway | EGW-#C-32-# | 0 | AC | 7.7 | 0
EVGateway | EGW-#C-40-# | 0 | AC | 9.6 | 0
EVGateway | EGW-#C-48-# | 0 | AC | 11.5 | 0
EVGateway | EGW-EX-1193-# | 0 | AC | 19.2 | 0
EVmode | EVM2000-EVM101U | EVM2000 | AC | 11.5 | Single port.
EvoCharge | EVC5001#### | EVC5001#### | AC | 12 | Single port.
EvoCharge | EVC5002XYYY | EVC50 | AC | 12 | Single port.
EvoCharge | EVC5003XYYY | EVC50 LTE | AC | 12 | Single port.
EvoCharge | EVO32-310-001 | iEVSE Plus 32 | AC | 7.7 | Single Port, Standalone network capability
EvoCharge | EVO32-310-002 | iEVSE Plus 32 | AC | 7.7 | Dual Port, Standalone network capability
EvoCharge | EVO32-320-001 | iEVSE 32 | AC | 7.7 | Single Port, Standalone network capability
EvoCharge | EVO32-320-002 | iEVSE 32 | AC | 7.7 | Dual Port, Standalone network capability
EvoCharge | EVO80-###-### | MAX80 | AC | 19.2 | 0
EvoCharge | W1-1962-#### | iEVSE | AC | 9.6 | 0
EVPassport | Howard Charger | Howard | AC | 19.2 | Single Port, Standalone network capability NRTL listed as ioTecha CCS-ACL2
EVPassport | Rosa Charger | Rosa | AC | 11 | Single Port, Standalone network capability
EVSE LLC | 3703 | ChargeWorks EV Charger | AC | 9.6 | Single port, Must acquire Gateway for network connectivity
EVSE LLC | 3722 | EVSE Garage Overhead Charger | AC | 9.6 | Single port, Must acquire Gateway for network connectivity
EVSE LLC | 3704 REV G | AutoCoil EV Charger | AC | 9.6 | Single port, Must acquire Gateway for network connectivity
EVSE LLC | 3704-002 REV G | AutoCoil EV Charger | AC | 9.6 | Single port, Must acquire Gateway for network connectivity
FLO | CoRe+ MAX | CoRe+™ MAX | AC | 19.2 | Single Port
FLO | CoRe+ STD 21 FT | CoRe+™ | AC | 7.2 | Dual Port , Standalone network capability
FLO | FLO Home X5 Carbone | FLO Home™ X5 | AC | 7.2 | Single Port, Standalone network capability
FLO | FLO Home X5 Tungsten | FLO Home™ X5 | AC | 7.2 | Single Port, Standalone network capability
FLO | SmartTWO | SmartTWO™ Series | AC | 7.2 | Single Port, Standalone network capability
FLO | SmartTWO Cellular | SmartTWO™ Series | AC | 7.2 | Single Port, Standalone network capability
FLO | SmartTWO For City Curbside | SmartTWO™ Series | AC | 7.2 | Single Port, Standalone network capability
Ford Pro Charging | FPC-AC0048ZC-### | Ford Pro AC Charging Station, 48A Series 2 | AC | 11.5 | Single Port.
Ford Pro Charging | FPC-AC0080ZC-U## | Ford Pro AC Charging Station, Series 2 | AC | 19.2 | Single Port NRTL Listed as EX-1193-1
Ford Pro Charging | FPC-AC0011ZC-U## | 0 | AC | 11.5 | Single Port NRTL listed as Siemens 8EM1314-5CG14-2FA2
Ford Pro Charging | FPC-AC0019ZC-U## | 0 | AC | 19.2 | Single Port NRTL listed as LiteOn EX 1193 XXXX certified models
FractalEV | FR-802E1DRNAK | FR-80 (ISO) | AC | 19.2 | Single port
FractalEV | FR-482E1DRNAK | FR-48 (ISO) | AC | 11.5 | Single port
FractalEV | FR-482C1DRNAJ | FR-48 | AC | 11.5 | Single port
FractalEV | FR-802C1DRNAJ | FR-80 | AC | 19.2 | Single port
Free2Move | E21CA180Dx | 48A Charger | AC | 11 | Single Port, Standalone network capability; OCA Full and Security certificates under software version V1.00
Free2Move | E21CH012## | 0 | AC | 11 | Single Port, Standalone network capability; OCA Full and Security certificates under software version V1.00
Free2Move | E21CH019Dx | 80A Charger | AC | 19.1 | Single Port, Standalone network capability
G9EV | JB3.0-XXX | Legacy | AC | 19.2 | 1 or 2 ports. In model number xxx represents two digits of output amperage & 1 digit signifying port quantity
Gateway International 360 | GW-EV75/XXX | GW-EV75/XXX | AC | 11.5 | Single port.
Generac Power Systems | PUP2-U-1-5-N-GC2 | 40A Level 2 Plus | AC | 9.6 | Single Port
Generac Power Systems | PUP3-U-1-6-C-GC2 | 48A Level 2 Pro | AC | 11.5 | # is a hold for cable length, connector type, power supply version, custom, and color. Payment terminal requirements aren't met by charger independently. We do allow integration with EVSP that have cloud-to-cloud integrations with payment terminals or kiosks. Examples can be provided.
ICAPIA | ICACLS4040 | i4040 | AC | 9.6 | Dual port.
ICAPIA | ICACLS4080 | i4080 | AC | 19.2 | Dual port.
ICAPIA | ICACLS80 | i80 | AC | 19.2 | Single port.
ICAPIA | ICACOP48 | OPAL OMNI 48 | AC | 11.5 | Single port.
InCharge | EX-1193-1 | 0 | AC | 19.2 | Single Port NRTL Listed as EX-1193-1
InCharge | ICE 80A Dual | ICE 80A Dual | AC | 19.2 | Dual port.
InCharge | ICE-80A Gen1 | ICE-80A Gen1 | AC | 19.2 | Single port.
InCharge | ICE-80A Gen2 | ICE-80A Gen2 | AC | 19.2 | Single port.
Integra Energy | IEV-48SEL | IEV-48SEL | AC | 11.5 | Single port.
Integra Energy | IEV-48SEL-G2 | IEV-48SEL-G2 | AC | 11.5 | Single port.
Integra Energy | IEV-80SEL | IEV-80SEL | AC | 19.2 | Single port.
Integra Energy | IEV-80SEL-G2 | IEV-80SEL-G2 | AC | 19.2 | Single port.
IoTecha | CCS-ACL2 / CCS-C80A | CCS-C80A-xxyyy | AC | 19.2 | Single Port. xx - cable length (15 or 25ft) yyy - LTE option
IoTecha | CCS-ACL2-40 / CCS-C40A | CCS-ACL2-40 / CCS-C40A | AC | 8.3 | Single Port. xx - cable length (15 or 25ft) yyy - LTE option
IoTecha | CCS-C80C | CCS-C80C-xxyyy | AC | 19.2 | Single Port. xx - cable length (15 or 25ft) yyy - LTE option
It's Electric Inc. | Brooklyn-718 | Brooklyn-718 | AC | 7.68 | Single port. Paired with SWTCH network
IXP, LLC | IXP-EVC10 | SMART CONNECTED LEVEL 2 EV CHARGING STATION | AC | 11.2 | 48A Max Charger, Screen, RFID, 4G Cellular, Wall-Mount, AmpUp LITE Plan, # determines plan length
IXP, LLC | IXP-E48 | IXP-E48 | AC | 11.5 | 0
IXP, LLC | IXP-E80 | IXP-E80 | AC | 19.2 | EV Charger, 80 Amp, Level 2, 4G Module, ISO 15118 compliant, Credit Card Reader, Commercial, Gen 2, Orange
LEDVANCE LLC | 75899 | EVC/48A/LVL2/C2/OR | AC | 11.5 | EV Charger, 48 Amp, Level 2, Commercial, Gen 2, Orange
LEDVANCE LLC | 75905 | EVC/48A/LVL2/4G/C2/OR | AC | 11.5 | EV Charger, 48Amp, Level 2, 4G Module, Commercial, Gen 2, Orange
LEDVANCE LLC | 75900 | EVC/48A/LVL2/ISO/C2/OR | AC | 11.5 | EV Charger, 48 Amp, Level 2, ISO 15118 compliant, Commercial, Gen 2, Orange
LEDVANCE LLC | 75906 | EVC/48A/LVL2/4G/ISO/C2/OR | AC | 11.5 | EV Charger, 48 Amp, Level 2, 4G Module, ISO 15118 compliant, Commercial, Gen 2, Orange
LEDVANCE LLC | 75901 | EVC/48A/LVL2/ISO/CC/C2/OR | AC | 11.5 | EV Charger, 48 Amp, Level 2, ISO 15118 compliant, Credit Card Reader, Commercial, Gen 2, Orange
LEDVANCE LLC | 75927 | EVC/48A/LVL2/4G/CC/C2/OR | AC | 11.5 | EV Charger, 48 Amp, Level 2, 4G Module, Credit Card Reader, Commercial, Gen 2, Orange
LEDVANCE LLC | 75907 | EVC/48A/LVL2/4G/ISO/CC/C2/OR | AC | 11.5 | EV Charger, 48 Amp, Level 2, 4G Module, ISO 15118 compliant, Credit Card Reader, Commercial, Gen 2, Orange
LEDVANCE LLC | 75902 | EVC/80A/LVL2/C2/OR | AC | 19.2 | EV Charger, 80 Amp, Level 2, Commercial, Gen 2, Orange
LEDVANCE LLC | 75915 | EVC/80A/LVL2/4G/C2/OR | AC | 19.2 | EV Charger, 80 Amp, Level 2, 4G Module, Commercial, Gen 2, Orange
LEDVANCE LLC | 74903 | EVC/80A/LVL2/ISO/C2/OR | AC | 19.2 | EV Charger, 80 Amp, Level 2, ISO 15118 compliant, Commercial, Gen 2, Orange
LEDVANCE LLC | 75925 | EVC/80A/LVL2/4G/ISO/C2/OR | AC | 19.2 | EV Charger, 80 Amp, Level 2, 4G Module, ISO 15118 compliant, Commercial, Gen 2, Orange
LEDVANCE LLC | 75904 | EVC/80A/LVL2/ISO/CC/C2/OR | AC | 19.2 | EV Charger, 80 Amp, Level 2, ISO 15118 compliant, Credit Card Reader, Commercial, Gen 2, Orange
LEDVANCE LLC | 75928 | EVC/80A/LVL2/4G/CC/C2/OR | AC | 19.2 | EV Charger, 80 Amp, Level 2, 4G Module, Credit Card Reader, Commercial, Gen 2, Orange
LEDVANCE LLC | 75926 | EVC/80A/LVL2/4G/ISO/CC/C2/OR | AC | 19.2 | EV Charger, 80 Amp, Level 2, 4G Module, ISO 15118 compliant, Credit Card Reader, Commercial, Gen 2, Orange
Lenz | EVSE W1 40 A | 0 | AC | 9.6 | 0
LITE-ON | EX-1193-E | SC2 Plus 80A | AC | 19.2 | Single port.
LITE-ON | EX-1193-H | IC2 80A POS | AC | 19.2 | Single port.
LITE-ON | EX-1193-K | SC2 Plus 80A POS | AC | 19.2 | Single port.
LITE-ON | EX-1193-M | IC2 80A | AC | 19.2 | Single port.
LITE-ON | EX-1193-T | SC2 80A | AC | 19.2 | Single port.
LITE-ON | W1-UC168-0MF1F0 | SC48A | AC | 11.52 | Single port.
LITE-ON | W1-UC168-0MF1F0 | ADV 48A | AC | 11.52 | Single port.
LITE-ON | W1-UC168-0MF1FR | ADV+ 48A | AC | 11.52 | Single port.
LITE-ON | W1-UC168-0MJ1EP | ADV+ 48A POS | AC | 11.52 | Single port.
LITE-ON | W1-UC168-0MK1ER | IC 48A | AC | 11.52 | Single port.
LITE-ON | W1-UC168-0ML1EP | IC 48A POS | AC | 11.52 | Single port.
Loop Global | EVS-32A-L2-001 | EV-Flex LITE | AC | 7.68 | SAE J1772, Standalone network capability
Loop Global | EVS-32A-L2-002 | EV-Flex LITE | AC | 7.68 | SAE J1772, Standalone network capability
Loop Global | EVS-80A-L2-001 | EV-Fleet | AC | 19.2 | SAE J1772, Standalone network capability
Loop Global | EVS-80A-L2-002 | EV-Fleet | AC | 19.2 | SAE J1772, Standalone network capability
Lynkwell | LW102-AC80-# | Xlynk | AC | 19.2 | Single port.
Lynkwell | LW101-AC48 | Xlynk | AC | 11.5 | Single port.
Lynkwell | LW141-AC50 | LW141-AC50 | AC | 12 | Single Port ; OCPP Full Certificate with software version V1.13.97
Lynkwell | LW141-AC80 | LW141-AC80 | AC | 19.2 | Single port.
Lynkwell | LW202-AC32 | LW202-AC32 | AC | 7.7 | Single port.
Lynkwell | LW202-AC48 | LW202-AC48 | AC | 11.52 | Single port.
Lynkwell | LW202-AC80 | LW202-AC80 | AC | 19.2 | Single port.
Maverick LED | MES-EV-LH-DG80 | MES LH Series Dual Gun 80A Dual 40A | AC | 19.2 | Dual port. Note: Single charging 80A, simultaneous charging 40A
Maverick LED | MES-EV-TS-5-DG40-WM-US-R | MES TS Series Dual Gun 48A/48A | AC | 11.5 | Dual port. NRTL Code Variation: MES-EV-TS-5-DG40-WM-US-R MES-EV-TS-5-DG40- WM-US-RG MES-EV-TS-5-DG40-WM-US-RP MESEV-TS-5-DG40-WM-US-RGP MES-EV-TS-5L-DG40-WM-US-R MES-EV-TS5L-DG40-WM-US-RG MES-EV-TS-5L-DG40-WM-USRP MES-EV-TS-5L-DG40-WM-US-RGP
Maverick LED | MES-EV-TS-5-DG80-WM-US-R | MES TS Series Dual Gun 80A/80A | AC | 19.2 | Dual port. NRTL Code Variation: MES-EV-TS-5-DG80- WM-US-R MES-EV-TS-5-DG80-WM-US-RG MES-EVTS-5-DG80-WM-US-RP MES-EV-TS-5-DG80-WM-USRGP MES-EV-TS5L-DG80-WM-US-R MES-EV-TS-5L-DG80-WM-USRG MES-EV-TS-5L-DG80-WM-US-RP MES-EV-TS5L-DG80-WM-US-RGP
Noodoe | AC11P/ AC11P Exceed | 0 | AC | 11.5 | Single port.
OpConnect | IC80 | IC80 | AC | 19.2 | Single Port NRTL Listed as EX-1193-1
OpConnect | OC-IC3-32AH | 0 | AC | 7.2 | Single Port, Standalone network capability
OpConnect | OC-SC3-32AN | 0 | AC | 7.7 | Single Port, Standalone network capability
OpConnect | SC80 | SC80 | AC | 19.2 | Single Port NRTL Listed as EX-1193-3
PowerFlex Systems | EX-1193-M | IC 80A Gen2 | AC | 19.2 | Single port.
PowerFlex Systems | JNT-EVC10 (PF-JT48) | 0 | AC | 11.52 | Must acquire Nexus
PowerFlex Systems | W1-UC168-0MF1FR | ADV+48A / SC48 | AC | 11.6 | Single port.
PowerFlex Systems | W1-UC168-0MK1ER | IC 48A | AC | 11.6 | Single port.
PowerFlex Systems | W1-UC168-0ML1EP | IC 48A with POS | AC | 11.6 | Single port.
PowerPump | AC550 | AC550 | AC | 10 | Single Port.
QCharge123 | QAC2-BC | Commercial Charger | AC | 19.2 | Single or dual port.
QCharge123 | QAC2-BR | Residential/Low Commercial Charger | AC | 9.6 | Single port.
RAB Lighting Inc. | EVC48 | EVC48 | AC | 11 | Single Port, Standalone network capability; OCA Full and Security certificates under software version V1.00
Siemens | 8EM13105HF141GA2 | VersiCharge AC 48A NTEP | AC | 11.5 | Single Port, Standalone network capability
Siemens | 8EM13155HG141GA2 | VersiCharge Blue AC 48A NTEP | AC | 11.5 | Single Port, Standalone network capability
Siemens | VersiCharge 11.5kW 8EM1310-5CF14-0GA0 | VersiCharge | AC | 11.5 | Single Port, Standalone network capability
Siemens | VersiCharge 11.5kW 8EM1310-5CF14-1GA2 | VersiCharge | AC | 11.5 | Single Port, Standalone network capability
Siemens | VersiCharge 11.5kW 8EM1312-5CF18-0FA3 | VersiCharge | AC | 11.5 | Single Port, Standalone network capability
Siemens | VersiCharge 9.6kW 8EM1310-4CF14-0GA0 | VersiCharge | AC | 9.6 | Single Port, Standalone network capability
Siemens | VersiCharge 9.6kW 8EM1310-4CF14-1GA2 | VersiCharge | AC | 9.6 | Single Port, Standalone network capability
Siemens | VersiCharge 9.6kW 8EM1312-4CF18-0FA3 | VersiCharge | AC | 9.6 | Single Port, Standalone network capability
StarCharge | AC###AN030###### | Artemis | AC | 19.2 | Single port.
SWTCH Energy | AXLU111001/48 | AX48 | AC | 11 | Single Port, Standalone network capability; OCA Full and Security certificates under software version V1.00
SWTCH Energy | AXLU191001/80 | AX80 | AC | 19.1 | Single Port, Standalone network capability
SWTCH Energy | EX-1193-1 | SWTCH Lite-On Platinum IC3 80A | AC | 19.2 | Single Port NRTL Listed as EX-1193-1
SWTCH Energy | EX-1193-3 | SWTCH Lite-On Platinum SC3 80A | AC | 19.2 | Single Port NRTL Listed as EX-1193-3
SWTCH Energy | IC3-32A-H-A | SWTCH Lite-On Platinum IC3 | AC | 7.6 | Single Port NRTL Listed as IC3-32A-H-A
SWTCH Energy | SC3-32A-H | SWTCH Lite-On Platinum SC3 | AC | 7.6 | Single Port NRTL Listed as SC3-32A-H
SWTCH Energy | EVH006-48 | Joint Tech 48A | AC | 11.5 | Single port.
Tellus Power | UP160J-#MP-### | 0 | AC | 7.2 | Dual Port, Must acquire Gateway for network connectivity
TurnOnGreen | EVP1100-W/CPEVAC-11KW-J17-W EVP1100-WG/CPEVAC-11KW-J17-WG CPEVAC-11KW-S18-# | 0 | AC | 11.4 | Single Port
Voltpost, Inc. | Voltpost Air Pole Mount | Voltpost Air | AC | 9.6 | Single port, Must acquire Gateway for network connectivity
Wallbox | PUP1-#-1-5-#-### / PUP2-#-1-5-#-### | Pulsar Plus | AC | 9.6 | Single Port
Wallbox | PUP3-#-#-6-#-##-# | Pulsar Pro 48A | AC | 11.5 | # is a hold for cable length, connector type, power supply version, custom, and color. Payment terminal requirements aren't met by charger independently. We do allow integration with EVSP that have cloud-to-cloud integrations with payment terminals or kiosks. Examples can be provided.
Xeal | A10L-25J1-3 | Xeal-32A | AC | 7.7 | Single port.
Xiamen Topstar Co., LTD | TSEA240V/32AUS | TSEA240V/##AUS | AC | 7.6 | Single port.
Xiamen Topstar Co., LTD | TSEA240V/40AUS | TSEA240V/##AUS | AC | 9.6 | Single port.
Xiamen Topstar Co., LTD | TSEA240V/48AUS | TSEA240V/##AUS | AC | 11.5 | Single port.
Xiamen Topstar Co., LTD | TSEA240V/80AUS | TSEA240V/##AUS | AC | 19.2 | Single port.
Xiamen Topstar Co., LTD | TSED240V/32A2US | TSED240V/##A2US | AC | 7.6 | Dual port.
Xiamen Topstar Co., LTD | TSED240V/40A2US | TSED240V/##A2US | AC | 9.6 | Dual port.
Xiamen Topstar Co., LTD | TSED240V/48A2US | TSED240V/##A2US | AC | 11.5 | Dual port.
Xiamen Topstar Co., LTD | TSED240V/80A2US | TSED240V/##A2US | AC | 19.2 | Dual port.
Zerova | AXLU111001/ AX48 | AX48 | AC | 11 | Single Port, Standalone network capability; OCA Full and Security certificates under software version V1.00
Zerova | AXLU191001/ AX80 | AX80 | AC | 19.1 | Single Port, Standalone network capability

## Georgia Power (hidden)
Georgia Power Approved Product List
Updated February 6, 2026
These EVSE meet the program requirements established by Georgia Power. On-road equipment must be networked.
On-Road Equipment: | [5 empty] | Off-Road Equipment:
Brand | Model Number | Model Name | Type | Max Power (kW) | Notes | Brand | Model | Model Name | Type | Max Power (kW) | Notes
ABB | 6AGC081291 | Terra AC Wallbox UL TAC-W19-P8-RD-MCD-0 | AC | 19.2 | 0 | ABB | 6AGC081291 | Terra AC Wallbox UL TAC-W19-P8-RD-MCD-0 | AC | 19.2 | 0
ABB | 6AGC082553 | Terra AC Wallbox UL TAC-W9-P8-RD-MCD-0 | AC | 9.6 | 0 | ABB | 6AGC082553 | Terra AC Wallbox UL TAC-W9-P8-RD-MCD-0 | AC | 9.6 | 0
ABB | 6AGC105902 | Terra AC Wallbox UL | AC | 9.6 | 0 | ABB | 6AGC105902 | Terra AC Wallbox UL | AC | 9.6 | 0
ABB | 6AGC105903 | Terra AC Wallbox UL | AC | 19.2 | 0 | ABB | 6AGC105903 | Terra AC Wallbox UL | AC | 19.2 | 0
ABB | 6AGC105904 | Terra AC Wallbox UL | AC | 19.2 | 0 | ABB | 6AGC105904 | Terra AC Wallbox UL | AC | 19.2 | 0
ABB | 6AGC105905 | Terra AC Wallbox UL | AC | 9.6 | 0 | ABB | 6AGC105905 | Terra AC Wallbox UL | AC | 9.6 | 0
ABB | A400 | A400 | DC | 400 | Dual port. | ABB | A400 | A400 | DC | 400 | Dual port.
ABB | C50S#NA### | C50 | DC | 50 | Dual port. | ABB | C50S#NA### | C50 | DC | 50 | Dual port.
ABB | HVC100 | HVC-C | DC | 100 | 0 | ABB | HVC100 | HVC-C | DC | 100 | 0
ABB | HVC 150-C | HVC-C | DC | 150 | The HVC150-C is a depot style charger that can have up to 3 CCS1 depot boxes charging sequentially. | ABB | HVC 150-C | HVC-C | DC | 150 | The HVC150-C is a depot style charger that can have up to 3 CCS1 depot boxes charging sequentially.
ABB | HVC200-4D/2D | HVC-C | DC | 200 | Each power level can connect to a max of 4 Charging Interfaces (Ports). Each of which may be a CCS1 or Pantographs. NRTL certficate covers the pantograph for the product as well. | ABB | HVC200-4D/2D | HVC-C | DC | 200 | Each power level can connect to a max of 4 Charging Interfaces (Ports). Each of which may be a CCS1 or Pantographs. NRTL certficate covers the pantograph for the product as well.
ABB | HVC300-4D/2D | HVC-C | DC | 300 | Each power level can connect to a max of 4 Charging Interfaces (Ports). Each of which may be a CCS1 or Pantographs. NRTL certficate covers the pantograph for the product as well. | ABB | HVC300-4D/2D | HVC-C | DC | 300 | Each power level can connect to a max of 4 Charging Interfaces (Ports). Each of which may be a CCS1 or Pantographs. NRTL certficate covers the pantograph for the product as well.
ABB | HVC360-4D/2D | HVC-C | DC | 360 | Each power level can connect to a max of 4 Charging Interfaces (Ports). Each of which may be a CCS1 or Pantographs. NRTL certficate covers the pantograph for the product as well. | ABB | HVC360-4D/2D | HVC-C | DC | 360 | Each power level can connect to a max of 4 Charging Interfaces (Ports). Each of which may be a CCS1 or Pantographs. NRTL certficate covers the pantograph for the product as well.
ABB | Terra 124 ### | Terra 124 ### | DC | 120 | Available with 1 or 2 CCS1, CCS2 or CHAdeMO connectors | ABB | Terra 124 ### | Terra 124 ### | DC | 120 | Available with 1 or 2 CCS1, CCS2 or CHAdeMO connectors
ABB | Terra 184 ### | Terra 184 ### | DC | 180 | Available with 1 or 2 CCS1, CCS2 or CHAdeMO connectors | ABB | Terra 184 ### | Terra 184 ### | DC | 180 | Available with 1 or 2 CCS1, CCS2 or CHAdeMO connectors
ABB | Terra 24 DC Wallbox | Terra DC Wallbox | DC | 24 | 1x CCS1 connector 1x CHAdeMO connector | ABB | Terra 24 DC Wallbox | Terra DC Wallbox | DC | 24 | 1x CCS1 connector 1x CHAdeMO connector
ABB | Terra 54 | Terra 54 UL | DC | 50 | 1x CCS1 connector 1x CHAdeMO connector | ABB | Terra 54 | Terra 54 UL | DC | 50 | 1x CCS1 connector 1x CHAdeMO connector
ABB | Terra 54 HV | Terra 54HV UL | DC | 50 | 1x CCS1 or CCS2 connector | ABB | Terra 54 HV | Terra 54HV UL | DC | 50 | 1x CCS1 or CCS2 connector
ABB | Terra 94 ### | Terra 94 ### | DC | 90 | Available with 1 or 2 CCS1, CCS2 or CHAdeMO connectors | ABB | Terra 94 ### | Terra 94 ### | DC | 90 | Available with 1 or 2 CCS1, CCS2 or CHAdeMO connectors
ABB | Terra HP 175 | Terra HP | DC | 175 | Modular system using liquid-cooled cables, 1x CCS1 connector and 1x CHAdeMO connector per dispenser | ABB | Terra HP 175 | Terra HP | DC | 175 | Modular system using liquid-cooled cables, 1x CCS1 connector and 1x CHAdeMO connector per dispenser
ABB | Terra HP 350 | Terra HP | DC | 350 | Modular system using liquid-cooled cables, 1x CCS1 connector and 1x CHAdeMO connector per dispenser | ABB | Terra HP 350 | Terra HP | DC | 350 | Modular system using liquid-cooled cables, 1x CCS1 connector and 1x CHAdeMO connector per dispenser
ABM eMobility | (2) 6AGC067631 - (1) 6AGC101327 | ABM Terra HP 350 | DC | 350 | Modular system using liquid-cooled cables, 1x CCS1 connector and 1x CHAdeMO connector per dispenser | ABM eMobility | (2) 6AGC067631 - (1) 6AGC101327 | ABM Terra HP 350 | DC | 350 | Modular system using liquid-cooled cables, 1x CCS1 connector and 1x CHAdeMO connector per dispenser
ABM eMobility | (2) 6AGC067632 - (2) 6AGC101327 | ABM Terra HP 350 | DC | 350 | Modular system using liquid-cooled cables, 1x CCS1 connector and 1x CHAdeMO connector per dispenser | ABM eMobility | (2) 6AGC067632 - (2) 6AGC101327 | ABM Terra HP 350 | DC | 350 | Modular system using liquid-cooled cables, 1x CCS1 connector and 1x CHAdeMO connector per dispenser
ABM eMobility | 6AGC079381- DCWB22 C SP | ABM Terra 24 DC Wallbox | DC | 24 | 1x CCS1 connector 1x CHAdeMO connector | ABM eMobility | 6AGC079381- DCWB22 C SP | ABM Terra 24 DC Wallbox | DC | 24 | 1x CCS1 connector 1x CHAdeMO connector
ABM eMobility | 6AGC081364 - DCWB22 C 3P | ABM Terra 24 DC Wallbox | DC | 24 | 1x CCS1 connector 1x CHAdeMO connector | ABM eMobility | 6AGC081364 - DCWB22 C 3P | ABM Terra 24 DC Wallbox | DC | 24 | 1x CCS1 connector 1x CHAdeMO connector
ABM eMobility | 6AGC08281 - T54HV CJ + CCR | ABM Terra 54 HV | DC | 50 | 1x CCS1 or CCS2 connector | ABM eMobility | 6AGC08281 - T54HV CJ + CCR | ABM Terra 54 HV | DC | 50 | 1x CCS1 or CCS2 connector
ABM eMobility | 6AGC085478 - T124 CJ HC | ABM Terra 124 ### | DC | 120 | Available with 1 or 2 CCS1, CCS2 or CHAdeMO connectors | ABM eMobility | 6AGC085478 - T124 CJ HC | ABM Terra 124 ### | DC | 120 | Available with 1 or 2 CCS1, CCS2 or CHAdeMO connectors
ABM eMobility | 6AGC085481 - T124 CC HC | ABM Terra 124 ### | DC | 120 | Available with 1 or 2 CCS1, CCS2 or CHAdeMO connectors | ABM eMobility | 6AGC085481 - T124 CC HC | ABM Terra 124 ### | DC | 120 | Available with 1 or 2 CCS1, CCS2 or CHAdeMO connectors
ABM eMobility | 6AGC100820 - T184 CC HC | ABM Terra 184 ### | DC | 180 | Available with 1 or 2 CCS1, CCS2 or CHAdeMO connectors | ABM eMobility | 6AGC100820 - T184 CC HC | ABM Terra 184 ### | DC | 180 | Available with 1 or 2 CCS1, CCS2 or CHAdeMO connectors
ABM eMobility | 6AGC101315 - T184 CJ HC | ABM Terra 184 ### | DC | 180 | Available with 1 or 2 CCS1, CCS2 or CHAdeMO connectors | ABM eMobility | 6AGC101315 - T184 CJ HC | ABM Terra 184 ### | DC | 180 | Available with 1 or 2 CCS1, CCS2 or CHAdeMO connectors
ABM eMobility | 6AGC107092 - T54HV C | ABM Terra 54 HV | DC | 50 | 1x CCS1 or CCS2 connector | ABM eMobility | 6AGC107092 - T54HV C | ABM Terra 54 HV | DC | 50 | 1x CCS1 or CCS2 connector
ABM eMobility | 6AGC107314 - DCWB22 CJ SP | ABM Terra 24 DC Wallbox | DC | 24 | 1x CCS1 connector 1x CHAdeMO connector | ABM eMobility | 6AGC107314 - DCWB22 CJ SP | ABM Terra 24 DC Wallbox | DC | 24 | 1x CCS1 connector 1x CHAdeMO connector
ABM eMobility | 6AGC107315 - DCWB22 CJ 3P | ABM Terra 24 DC Wallbox | DC | 24 | 1x CCS1 connector 1x CHAdeMO connector | ABM eMobility | 6AGC107315 - DCWB22 CJ 3P | ABM Terra 24 DC Wallbox | DC | 24 | 1x CCS1 connector 1x CHAdeMO connector
ABM eMobility | 6AGC108711 - T54HV C +CCR | ABM Terra 54 HV | DC | 50 | 1x CCS1 or CCS2 connector | ABM eMobility | 6AGC108711 - T54HV C +CCR | ABM Terra 54 HV | DC | 50 | 1x CCS1 or CCS2 connector
ABM eMobility | 6AGC112873-T184 CJ HC + CCR | ABM Terra 184 ### | DC | 180 | Available with 1 or 2 CCS1, CCS2 or CHAdeMO connectors | ABM eMobility | 6AGC112873-T184 CJ HC + CCR | ABM Terra 184 ### | DC | 180 | Available with 1 or 2 CCS1, CCS2 or CHAdeMO connectors
ABM eMobility | 6AGC112876 - T184 CC HC + CCR | ABM Terra 184 ### | DC | 180 | Available with 1 or 2 CCS1, CCS2 or CHAdeMO connectors | ABM eMobility | 6AGC112876 - T184 CC HC + CCR | ABM Terra 184 ### | DC | 180 | Available with 1 or 2 CCS1, CCS2 or CHAdeMO connectors
ABM eMobility | 6AGC112949 - T124 CJ HC + CCR | ABM Terra 124 ### | DC | 120 | Available with 1 or 2 CCS1, CCS2 or CHAdeMO connectors | ABM eMobility | 6AGC112949 - T124 CJ HC + CCR | ABM Terra 124 ### | DC | 120 | Available with 1 or 2 CCS1, CCS2 or CHAdeMO connectors
ABM eMobility | 6AGC112997 - T124 CC HC + CCR | ABM Terra 124 ### | DC | 120 | Available with 1 or 2 CCS1, CCS2 or CHAdeMO connectors | ABM eMobility | 6AGC112997 - T124 CC HC + CCR | ABM Terra 124 ### | DC | 120 | Available with 1 or 2 CCS1, CCS2 or CHAdeMO connectors
ABM eMobility | AC19L | ABM AC19L | AC | 19 | Single Port, Standalone network capability | ABM eMobility | AC19L | ABM AC19L | AC | 19 | Single Port, Standalone network capability
ABM eMobility | AC19L Exceed | ABM AC19L Exceed | AC | 19 | Single Port, Standalone network capability | ABM eMobility | AC19L Exceed | ABM AC19L Exceed | AC | 19 | Single Port, Standalone network capability
ABM eMobility | AC7L | ABM AC7L | AC | 7 | Single Port, Standalone network capability | ABM eMobility | AC7L | ABM AC7L | AC | 7 | Single Port, Standalone network capability
ABM eMobility | AC7LC | ABM AC7LC | AC | 7 | Single Port, Standalone network capability | ABM eMobility | AC7LC | ABM AC7LC | AC | 7 | Single Port, Standalone network capability
ADS-TEC | ChargeBox 320kW | ChargeBox 320kW | DC | 320 | 0 | ADS-TEC | ChargeBox 320kW | ChargeBox 320kW | DC | 320 | 0
AISPEX Inc. | Gold-48 | Commercial L2 Charger | AC | 11.5 | 0 | AISPEX Inc. | Gold-48 | Commercial L2 Charger | AC | 11.5 | 0
Alpitronic | HYC400-1 | Hypercharger | DC | 100 | 1-4 Ports | Alpitronic | HYC400-1 | Hypercharger | DC | 100 | 1-4 Ports
Alpitronic | HYC400-2 | Hypercharger | DC | 200 | 1-4 Ports | Alpitronic | HYC400-2 | Hypercharger | DC | 200 | 1-4 Ports
Alpitronic | HYC400-3 | Hypercharger | DC | 300 | 1-4 Ports | Alpitronic | HYC400-3 | Hypercharger | DC | 300 | 1-4 Ports
Alpitronic | HYC400-4 | Hypercharger | DC | 400 | 1-4 Ports | Alpitronic | HYC400-4 | Hypercharger | DC | 400 | 1-4 Ports
Alpitronic | HYC50 | Hypercharger | DC | 50 | 1-2 Ports | Alpitronic | HYC50 | Hypercharger | DC | 50 | 1-2 Ports
ATG Electronics | ATG-C01-40A | Commercial EV Charger | AC | 9.6 | Single port | ATG Electronics | ATG-C01-40A | Commercial EV Charger | AC | 9.6 | Single port
ATG Electronics | ATG-C01-48A | Commercial EV Charger | AC | 11.5 | Single port | ATG Electronics | ATG-C01-48A | Commercial EV Charger | AC | 11.5 | Single port
Atom Power | Purpl 48A | Purpl 48A | AC | 11.5 | 0 | Atom Power | Purpl 48A | Purpl 48A | AC | 11.5 | 0
Atom Power | Purpl 80A | Purpl 80A | AC | 19.2 | 0 | Atom Power | Purpl 80A | Purpl 80A | AC | 19.2 | 0
Autel | AC W12-L-4G | AC Elite | AC | 12 | Single Port ; OCPP Full Certificate with software version V1.13.97 | Autel | AC W12-L-4G | AC Elite | AC | 12 | Single Port ; OCPP Full Certificate with software version V1.13.97
Autel | DC Compact - UW040A2501 | DC Compact | DC | 40 | Dual Port. | Autel | DC Compact - UW040A2501 | DC Compact | DC | 40 | Dual Port.
Autel | DC HiPower | DC HiPower | DC | 640 | The DC HiPower has a power cabinet with dispenser set up. It comes in 320, 480, or 640kW options and can be purchased with 2, 4, 6, or 8 ports depending on the number of dispensers. | Autel | DC HiPower | DC HiPower | DC | 640 | The DC HiPower has a power cabinet with dispenser set up. It comes in 320, 480, or 640kW options and can be purchased with 2, 4, 6, or 8 ports depending on the number of dispensers.
Autel | MaxiCharger DH480 | MaxiCharger DH480 | DC | 480 | Dual or quad port. | Autel | MaxiCharger DH480 | MaxiCharger DH480 | DC | 480 | Dual or quad port.
Autel | MaxiCharger DH400 | MaxiCharger DH400 | DC | 400 | Dual or quad port. | Autel | MaxiCharger DH400 | MaxiCharger DH400 | DC | 400 | Dual or quad port.
Autel | MaxiCharger DH360 | MaxiCharger DH360 | DC | 360 | Dual or quad port. | Autel | MaxiCharger DH360 | MaxiCharger DH360 | DC | 360 | Dual or quad port.
Autel | MaxiCharger DH300 | MaxiCharger DH300 | DC | 300 | Dual or quad port. | Autel | MaxiCharger DH300 | MaxiCharger DH300 | DC | 300 | Dual or quad port.
Autel | MAXI US AC LW10-N14 | AC Lite | AC | 9.6 | Single port. NEMA 14-50 plug. Separate holster. | Autel | MAXI US AC LW10-N14 | AC Lite | AC | 9.6 | Single port. NEMA 14-50 plug. Separate holster.
Autel | MAXI US AC LW12 | AC Lite | AC | 12 | Single port. NEMA 14-50 plug. Separate holster. | Autel | MAXI US AC LW12 | AC Lite | AC | 12 | Single port. NEMA 14-50 plug. Separate holster.
Autel | MAXI US AC W10-N14 | AC Elite Home | AC | 9.6 | Single port. NEMA 14-50 plug. Separate holster. | Autel | MAXI US AC W10-N14 | AC Elite Home | AC | 9.6 | Single port. NEMA 14-50 plug. Separate holster.
Autel | MAXI US AC W10-N14-H | AC Elite Home | AC | 9.6 | Single port. NEMA 14-50 plug. Separate holster. | Autel | MAXI US AC W10-N14-H | AC Elite Home | AC | 9.6 | Single port. NEMA 14-50 plug. Separate holster.
Autel | MAXI US AC W10-N6 | AC Elite Home | AC | 9.6 | Single port. NEMA 14-50 plug. Separate holster. | Autel | MAXI US AC W10-N6 | AC Elite Home | AC | 9.6 | Single port. NEMA 14-50 plug. Separate holster.
Autel | MAXI US AC W10-N6-H | AC Elite Home | AC | 9.6 | Single port. NEMA 14-50 plug. Separate holster. | Autel | MAXI US AC W10-N6-H | AC Elite Home | AC | 9.6 | Single port. NEMA 14-50 plug. Separate holster.
Autel | MAXI US AC W12 | AC Elite Home | AC | 12 | Single port. NEMA 14-50 plug. Separate holster. | Autel | MAXI US AC W12 | AC Elite Home | AC | 12 | Single port. NEMA 14-50 plug. Separate holster.
Autel | MAXI US AC W12-H | AC Elite Home | AC | 12 | Single port. NEMA 14-50 plug. Separate holster. | Autel | MAXI US AC W12-H | AC Elite Home | AC | 12 | Single port. NEMA 14-50 plug. Separate holster.
Autel | Maxi UW19C002 | MaxiCharger AC Pro 80A | AC | 19.2 | Single port. | Autel | Maxi UW19C002 | MaxiCharger AC Pro 80A | AC | 19.2 | Single port.
Autel | Maxi UW19CJ02 | MaxiCharger AC 80A | AC | 19.2 | Single port. | Autel | Maxi UW19CJ02 | MaxiCharger AC 80A | AC | 19.2 | Single port.
Autel | Maxi UW19L002 | MaxiCharger AC Pro 80A | AC | 19.2 | Single port. | Autel | Maxi UW19L002 | MaxiCharger AC Pro 80A | AC | 19.2 | Single port.
Autel | Maxi UW19LB02 | MaxiCharger AC 80A | AC | 19.2 | Single port. | Autel | Maxi UW19LB02 | MaxiCharger AC 80A | AC | 19.2 | Single port.
Autel | Maxi UW19LJ02 | MaxiCharger AC 80A | AC | 19.2 | Single port. | Autel | Maxi UW19LJ02 | MaxiCharger AC 80A | AC | 19.2 | Single port.
Autel | UF####001 | AC Ultra | AC | 19.2 | Single Port or Dual Port. No credit card reader | Autel | UF####001 | AC Ultra | AC | 19.2 | Single Port or Dual Port. No credit card reader
Autel | UF####101 | AC Ultra | AC | 19.2 | Single Port or Dual Port | Autel | UF####101 | AC Ultra | AC | 19.2 | Single Port or Dual Port
Autel | UF060A3001 | Maxicharger DC Fast 60kW | DC | 60 | Single or dual port | Autel | UF060A3001 | Maxicharger DC Fast 60kW | DC | 60 | Single or dual port
Autel | UF080A3001 | Maxicharger DC Fast 80kW | DC | 80 | Single or dual port | Autel | UF080A3001 | Maxicharger DC Fast 80kW | DC | 80 | Single or dual port
Autel | UF100A3001 | Maxicharger DC Fast 100kW | DC | 100 | Single or dual port | Autel | UF100A3001 | Maxicharger DC Fast 100kW | DC | 100 | Single or dual port
Autel | UF120A3001 | Maxicharger DC Fast 120kW | DC | 120 | Single or dual port | Autel | UF120A3001 | Maxicharger DC Fast 120kW | DC | 120 | Single or dual port
Autel | UF140A4001 | Maxicharger DC Fast 140kW | DC | 140 | Single or dual port | Autel | UF140A4001 | Maxicharger DC Fast 140kW | DC | 140 | Single or dual port
Autel | UF160A4001 | Maxicharger DC Fast 160kW | DC | 160 | Single or dual port | Autel | UF160A4001 | Maxicharger DC Fast 160kW | DC | 160 | Single or dual port
Autel | UF180A4001 | Maxicharger DC Fast 180kW | DC | 180 | Single or dual port | Autel | UF180A4001 | Maxicharger DC Fast 180kW | DC | 180 | Single or dual port
Autel | UF200A4001 | Maxicharger DC Fast 200kW | DC | 200 | Single or dual port | Autel | UF200A4001 | Maxicharger DC Fast 200kW | DC | 200 | Single or dual port
Autel | UF220A4001 | Maxicharger DC Fast 220kW | DC | 220 | Single or dual port | Autel | UF220A4001 | Maxicharger DC Fast 220kW | DC | 220 | Single or dual port
Autel | UF240A4001 | Maxicharger DC Fast 240kW | DC | 240 | Single or dual port | Autel | UF240A4001 | Maxicharger DC Fast 240kW | DC | 240 | Single or dual port
Autel | UW12-J0610CA0002 | MaxiCharger AC Single | AC | 12 | Single port. | Autel | UW12-J0610CA0002 | MaxiCharger AC Single | AC | 12 | Single port.
Autel | UW12-J0650CA0002 | MaxiCharger AC Single | AC | 12 | Single port. | Autel | UW12-J0650CA0002 | MaxiCharger AC Single | AC | 12 | Single port.
Blink | 780 | Series 7 ISO Single | AC | 19.2 | Single port. | Blink | 780 | Series 7 ISO Single | AC | 19.2 | Single port.
Blink | 9100 | Series 9 | DC | 40 | Single port. | Blink | 9100 | Series 9 | DC | 40 | Single port.
Blink | 01-0202 (MQ 200) | MQ 200 | AC | 12 | Single Port; NRTL listed as LiteOn MQW2-50C-M2-R#-#-23 and HQW2-50C-#-N#-#-23 | Blink | 01-0202 (MQ 200) | MQ 200 | AC | 12 | Single Port; NRTL listed as LiteOn MQW2-50C-M2-R#-#-23 and HQW2-50C-#-N#-#-23
Blink | 0 | Blink 90kW | DC | 90 | 0 | Blink | 0 | Blink 90kW | DC | 90 | 0
Blink | 0 | Blink 150kW | DC | 150 | 0 | Blink | 0 | Blink 150kW | DC | 150 | 0
Blink | 0 | Blink 360kW | DC | 360 | 0 | Blink | 0 | Blink 360kW | DC | 360 | 0
Blink | 01-0561 | Blink 30kW | DC | 30 | Single Port ; CCS1 or CHAdeMO or NACS | Blink | 01-0561 | Blink 30kW | DC | 30 | Single Port ; CCS1 or CHAdeMO or NACS
Blink | 01-0562 | Blink 60kW | DC | 60 | Dual Port ; either 2 x CCS or 1x CCS + 1x CHAdeMO or or 1x CCS + 1x NACS or 2 x NACS | Blink | 01-0562 | Blink 60kW | DC | 60 | Dual Port ; either 2 x CCS or 1x CCS + 1x CHAdeMO or or 1x CCS + 1x NACS or 2 x NACS
Blink | 01-0568 | Blink 300kW | DC | 300 | Dual Port ; either 2 x CCS or 1x CCS + 1x CHAdeMO or or 1x CCS + 1x NACS or 2 x NACS | Blink | 01-0568 | Blink 300kW | DC | 300 | Dual Port ; either 2 x CCS or 1x CCS + 1x CHAdeMO or or 1x CCS + 1x NACS or 2 x NACS
Blink | 01-0569 | Blink 360kW | DC | 360 | Dual Port ; either 2 x CCS or 1x CCS + 1x CHAdeMO or or 1x CCS + 1x NACS or 2 x NACS | Blink | 01-0569 | Blink 360kW | DC | 360 | Dual Port ; either 2 x CCS or 1x CCS + 1x CHAdeMO or or 1x CCS + 1x NACS or 2 x NACS
Blink | 01-0577 | Blink 120kW | DC | 120 | Dual Port ; either 2 x CCS or 1x CCS + 1x CHAdeMO or or 1x CCS + 1x NACS or 2 x NACS | Blink | 01-0577 | Blink 120kW | DC | 120 | Dual Port ; either 2 x CCS or 1x CCS + 1x CHAdeMO or or 1x CCS + 1x NACS or 2 x NACS
Blink | 01-0578 | Blink 180kW | DC | 180 | Dual Port ; either 2 x CCS or 1x CCS + 1x CHAdeMO or or 1x CCS + 1x NACS or 2 x NACS | Blink | 01-0578 | Blink 180kW | DC | 180 | Dual Port ; either 2 x CCS or 1x CCS + 1x CHAdeMO or or 1x CCS + 1x NACS or 2 x NACS
Blink | 01-0581 | Blink 240kW | DC | 240 | Dual Port ; either 2 x CCS or 1x CCS + 1x CHAdeMO or or 1x CCS + 1x NACS or 2 x NACS | Blink | 01-0581 | Blink 240kW | DC | 240 | Dual Port ; either 2 x CCS or 1x CCS + 1x CHAdeMO or or 1x CCS + 1x NACS or 2 x NACS
Blink | 200-000320-A | Blink 200kW | DC | 200 | Dual Port ; either 2 x CCS or 1x CCS + 1x CHAdeMO or or 1x CCS + 1x NACS or 2 x NACS | Blink | 200-000320-A | Blink 200kW | DC | 200 | Dual Port ; either 2 x CCS or 1x CCS + 1x CHAdeMO or or 1x CCS + 1x NACS or 2 x NACS
Blink | 780 (40A) | Series 7 ISO (Enhanced) | AC | 9.6 | Dual Port, Standalone network capability | Blink | 780 (40A) | Series 7 ISO (Enhanced) | AC | 9.6 | Dual Port, Standalone network capability
Blink | 780 (48A) | Series 7 ISO (Enhanced) | AC | 11.52 | Dual Port, Standalone network capability | Blink | 780 (48A) | Series 7 ISO (Enhanced) | AC | 11.52 | Dual Port, Standalone network capability
Blink | 780 Series | Series 7 ISO Plus | AC | 19.2 | Dual Port, Standalone network capability | Blink | 780 Series | Series 7 ISO Plus | AC | 19.2 | Dual Port, Standalone network capability
Blink | 880 (40A) | Series 8 ISO (Enhanced) | AC | 9.6 | Single or dual Port, Standalone network capability | Blink | 880 (40A) | Series 8 ISO (Enhanced) | AC | 9.6 | Single or dual Port, Standalone network capability
Blink | 880 (48A) | Series 8 ISO (Enhanced) | AC | 11.52 | Dual Port, Standalone network capability | Blink | 880 (48A) | Series 8 ISO (Enhanced) | AC | 11.52 | Dual Port, Standalone network capability
Blink | 880 (80A) | Series 8 ISO Plus | AC | 19.2 | Dual Port, Standalone network capability | Blink | 880 (80A) | Series 8 ISO Plus | AC | 19.2 | Dual Port, Standalone network capability
Blink | C50####### C80####### | C-Series | DC | 600 | Up to 8 ports. Kempower Power Unit supplies DC power to various distributed dispenser ouputs including but not limited to the Kempower Satellite (offers single or dual port configurations), the Kempower Liquid Cooled Satellite, etc.. Details about qualifications relevant to each variant is detailed in the corresponding notes section. | Blink | C50####### C80####### | C-Series | DC | 600 | Up to 8 ports. Kempower Power Unit supplies DC power to various distributed dispenser ouputs including but not limited to the Kempower Satellite (offers single or dual port configurations), the Kempower Liquid Cooled Satellite, etc.. Details about qualifications relevant to each variant is detailed in the corresponding notes section.
Blink | IQW2-80U-M1-R2-N-25 (Advanced-LTE) Part Number 01-0207-LTE (IQ 200 Advanced) | IQ 200 Advanced | AC | 19.2 | Single Port | Blink | IQW2-80U-M1-R2-N-25 (Advanced-LTE) Part Number 01-0207-LTE (IQ 200 Advanced) | IQ 200 Advanced | AC | 19.2 | Single Port
Blink | IQW2-80U-M3-R3-N-25 (Advanced- LTE- W) Part Number 01-0207-LTE | IQ 200 Advanced | AC | 19.2 | Single Port | Blink | IQW2-80U-M3-R3-N-25 (Advanced- LTE- W) Part Number 01-0207-LTE | IQ 200 Advanced | AC | 19.2 | Single Port
BorgWarner | RES-DCVC125-480 | EV DC Fast Charging Power Conversion System (PCS) 125kW | DC | 125 | Power Cabinet, Firmware 603/0A16, Checksum A6AB | BorgWarner | RES-DCVC125-480 | EV DC Fast Charging Power Conversion System (PCS) 125kW | DC | 125 | Power Cabinet, Firmware 603/0A16, Checksum A6AB
BorgWarner | RES-DCVC125-480-V2G | EV DC Fast Charging Power Conversion System (PCS) 125kW | DC V2G | 125 | Power Cabinet, Firmware 603/0A16, Checksum A6AB Approved dispensers are RES-D2-CS20, 1x CCS1 connector and RES-D3-CS20, 1x CCS1 connector | BorgWarner | RES-DCVC125-480-V2G | EV DC Fast Charging Power Conversion System (PCS) 125kW | DC V2G | 125 | Power Cabinet, Firmware 603/0A16, Checksum A6AB Approved dispensers are RES-D2-CS20, 1x CCS1 connector and RES-D3-CS20, 1x CCS1 connector
BorgWarner | RES-DCVC60-480 | EV DC Fast Charging Power Conversion System (PCS) 125kW | DC | 60 | Approved dispensers are RES-D2-CS20, 1x CCS1 connector and RES-D3-CS20, 1x CCS1 connector | BorgWarner | RES-DCVC60-480 | EV DC Fast Charging Power Conversion System (PCS) 125kW | DC | 60 | Approved dispensers are RES-D2-CS20, 1x CCS1 connector and RES-D3-CS20, 1x CCS1 connector
BorgWarner | RES-DCVC60-480-V2G | EV DC Fast Charging Power Conversion System (PCS) 125kW | DC V2G | 60 | Approved dispensers are RES-D2-CS20-V2G, 1x CCS1 connector and RES-D3-CS20-V2G, 1x CCS1 connector | BorgWarner | RES-DCVC60-480-V2G | EV DC Fast Charging Power Conversion System (PCS) 125kW | DC V2G | 60 | Approved dispensers are RES-D2-CS20-V2G, 1x CCS1 connector and RES-D3-CS20-V2G, 1x CCS1 connector
breezEV | EVC-L2-48A-L1-1-4G-D-AU-L-# | SMART CONNECTED LEVEL 2 EV CHARGING STATION | AC | 11.2 | 48A Max Charger, Screen, RFID, 4G Cellular, Wall-Mount, AmpUp LITE Plan, # determines plan length | breezEV | EVC-L2-48A-L1-1-4G-D-AU-L-# | SMART CONNECTED LEVEL 2 EV CHARGING STATION | AC | 11.2 | 48A Max Charger, Screen, RFID, 4G Cellular, Wall-Mount, AmpUp LITE Plan, # determines plan length
breezEV | EVC-L2-P80-18-AP# | P80 - 80AMP Level 2 Charger | AC | 19.2 | Single port. Last character denotes years of AmpUp Pro Software included | breezEV | EVC-L2-P80-18-AP# | P80 - 80AMP Level 2 Charger | AC | 19.2 | Single port. Last character denotes years of AmpUp Pro Software included
BTC Power | HPC 100 | HPC 100 | DC | 100 | 0 | BTC Power | HPC 100 | HPC 100 | DC | 100 | 0
BTC Power | HPC 150 | HPC 150 | DC | 150 | 0 | BTC Power | HPC 150 | HPC 150 | DC | 150 | 0
BTC Power | HPC 200 | HPC 200 | DC | 200 | 0 | BTC Power | HPC 200 | HPC 200 | DC | 200 | 0
BTC Power | HPCD1-350 | HPCD1-350 | DC | 350 | 0 | BTC Power | HPCD1-350 | HPCD1-350 | DC | 350 | 0
BTC Power | 0 | 100 kW AIO | DC | 100 | 0 | BTC Power | 0 | 100 kW AIO | DC | 100 | 0
BTC Power | EVP-2001-32-# | L2W-32-240-##-### | AC | 7.68 | Single port. BTC Power Hardware is network/backend agnostic, but also provide our own basic network option if needed | BTC Power | EVP-2001-32-# | L2W-32-240-##-### | AC | 7.68 | Single port. BTC Power Hardware is network/backend agnostic, but also provide our own basic network option if needed
BTC Power | EVP-2001-48-# | L2W-48-240-##-### | AC | 11.52 | Single port. BTC Power Hardware is network/backend agnostic, but also provide our own basic network option if needed | BTC Power | EVP-2001-48-# | L2W-48-240-##-### | AC | 11.52 | Single port. BTC Power Hardware is network/backend agnostic, but also provide our own basic network option if needed
BTC Power | EVP-2001-80-# | L2W-80-240-##-### | AC | 19.2 | Single port. BTC Power Hardware is network/backend agnostic, but also provide our own basic network option if needed | BTC Power | EVP-2001-80-# | L2W-80-240-##-### | AC | 19.2 | Single port. BTC Power Hardware is network/backend agnostic, but also provide our own basic network option if needed
BTC Power | EVP-2002-32-# | L2P-32-240-##-### | AC | 7.68 | Dual port. BTC Power Hardware is network/backend agnostic, but also provide our own basic network option if needed | BTC Power | EVP-2002-32-# | L2P-32-240-##-### | AC | 7.68 | Dual port. BTC Power Hardware is network/backend agnostic, but also provide our own basic network option if needed
BTC Power | EVP-2002-48-# | L2P-48-240-##-### | AC | 11.52 | Dual port. BTC Power Hardware is network/backend agnostic, but also provide our own basic network option if needed | BTC Power | EVP-2002-48-# | L2P-48-240-##-### | AC | 11.52 | Dual port. BTC Power Hardware is network/backend agnostic, but also provide our own basic network option if needed
BTC Power | EVP-2002-80-# | L2P-80-240-##-### | AC | 19.2 | Dual port. BTC Power Hardware is network/backend agnostic, but also provide our own basic network option if needed | BTC Power | EVP-2002-80-# | L2P-80-240-##-### | AC | 19.2 | Dual port. BTC Power Hardware is network/backend agnostic, but also provide our own basic network option if needed
BTC Power | 0 | 100 kW AIO | DC | 100 | 0 | BTC Power | 0 | 100 kW AIO | DC | 100 | 0
BTC Power | HPCD6-500-05-005 | 0 | DC | 360 | Can power up to 4 dual port Fleet Dispensers to 1 Power Cabinet and charge sequentially. can charge up to 8 vehicles sequentially as a result. | BTC Power | HPCD6-500-05-005 | 0 | DC | 360 | Can power up to 4 dual port Fleet Dispensers to 1 Power Cabinet and charge sequentially. can charge up to 8 vehicles sequentially as a result.
BTC Power | HPCD8-350-0# | Fleet Dispenser | DC | 180 | Can power up to 4 dual port Fleet Dispensers to 1 Power Cabinet and charge sequentially. can charge up to 8 vehicles sequentially as a result. | BTC Power | HPCD8-350-0# | Fleet Dispenser | DC | 180 | Can power up to 4 dual port Fleet Dispensers to 1 Power Cabinet and charge sequentially. can charge up to 8 vehicles sequentially as a result.
BTC Power | HPCT2-120-480-# | 0 | DC | 120 | BTC Power Hardware is network/backend agnostic, but also provide our own basic network option if needed. Vetted dispensers are EVDSP-350-5-120-0-2-C-4-0 EVDSP-350-3-120-0-C-4-0 | BTC Power | HPCT2-120-480-# | 0 | DC | 120 | BTC Power Hardware is network/backend agnostic, but also provide our own basic network option if needed. Vetted dispensers are EVDSP-350-5-120-0-2-C-4-0 EVDSP-350-3-120-0-C-4-0
BTC Power | HPCT2-150-480-# | 0 | DC | 150 | BTC Power Hardware is network/backend agnostic, but also provide our own basic network option if needed. Vetted dispensers are EVDSP-350-5-120-0-2-C-4-0 EVDSP-350-3-120-0-C-4-0 | BTC Power | HPCT2-150-480-# | 0 | DC | 150 | BTC Power Hardware is network/backend agnostic, but also provide our own basic network option if needed. Vetted dispensers are EVDSP-350-5-120-0-2-C-4-0 EVDSP-350-3-120-0-C-4-0
BTC Power | HPCT2-180-480-# | 0 | DC | 180 | BTC Power Hardware is network/backend agnostic, but also provide our own basic network option if needed. Vetted dispensers are EVDSP-350-5-120-0-2-C-4-0 EVDSP-350-3-120-0-C-4-0 | BTC Power | HPCT2-180-480-# | 0 | DC | 180 | BTC Power Hardware is network/backend agnostic, but also provide our own basic network option if needed. Vetted dispensers are EVDSP-350-5-120-0-2-C-4-0 EVDSP-350-3-120-0-C-4-0
BTC Power | HPCT2-240-480-# | 0 | DC | 240 | BTC Power Hardware is network/backend agnostic, but also provide our own basic network option if needed. Vetted dispensers are EVDSP-350-5-120-0-2-C-4-0 EVDSP-350-3-120-0-C-4-0 | BTC Power | HPCT2-240-480-# | 0 | DC | 240 | BTC Power Hardware is network/backend agnostic, but also provide our own basic network option if needed. Vetted dispensers are EVDSP-350-5-120-0-2-C-4-0 EVDSP-350-3-120-0-C-4-0
BTC Power | HPCT2-360-480-# | 0 | DC | 360 | BTC Power Hardware is network/backend agnostic, but also provide our own basic network option if needed | BTC Power | HPCT2-360-480-# | 0 | DC | 360 | BTC Power Hardware is network/backend agnostic, but also provide our own basic network option if needed
BTC Power | HPCD7-350-###-01# | Gen4 Public Dispenser | DC | 360 | BTC Power Hardware is network/backend agnostic, but also provide our own basic network option if needed | BTC Power | HPCD7-350-###-01# | Gen4 Public Dispenser | DC | 360 | BTC Power Hardware is network/backend agnostic, but also provide our own basic network option if needed
BTC Power | HPCT3-###-480-# / HPCD7-500-###-01# | Gen4 Public Dispenser | DC | 360 | BTC Power Hardware is network/backend agnostic, but also provide our own basic network option if needed | BTC Power | HPCT3-###-480-# / HPCD7-500-###-01# | Gen4 Public Dispenser | DC | 360 | BTC Power Hardware is network/backend agnostic, but also provide our own basic network option if needed
BTC Power | L3A-120-480-### | 0 | DC | 120 | BTC Power Hardware is network/backend agnostic, but also provide our own basic network option if needed | BTC Power | L3A-120-480-### | 0 | DC | 120 | BTC Power Hardware is network/backend agnostic, but also provide our own basic network option if needed
BTC Power | L3A-150-480-### | 0 | DC | 150 | BTC Power Hardware is network/backend agnostic, but also provide our own basic network option if needed | BTC Power | L3A-150-480-### | 0 | DC | 150 | BTC Power Hardware is network/backend agnostic, but also provide our own basic network option if needed
BTC Power | L3A-180-480-### | Gen4 180kW AIO | DC | 180 | BTC Power Hardware is network/backend agnostic, but also provide our own basic network option if needed | BTC Power | L3A-180-480-### | Gen4 180kW AIO | DC | 180 | BTC Power Hardware is network/backend agnostic, but also provide our own basic network option if needed
BTC Power | L3A-90-480-### | 0 | DC | 90 | BTC Power Hardware is network/backend agnostic, but also provide our own basic network option if needed\ | BTC Power | L3A-90-480-### | 0 | DC | 90 | BTC Power Hardware is network/backend agnostic, but also provide our own basic network option if needed\
Camber | PC-060-PI | 0 | DC | 60 | Power Cabinet. Vetted dispensers are NBDI2000U,NBDI3000U. 1x CCS1 connector or 1x CHAdeMO connector. | Camber | PC-060-PI | 0 | DC | 60 | Power Cabinet. Vetted dispensers are NBDI2000U,NBDI3000U. 1x CCS1 connector or 1x CHAdeMO connector.
Camber | PC-060-PS | 0 | DC | 60 | 1x CCS1 connector or 1x CHAdeMO connector. | Camber | PC-060-PS | 0 | DC | 60 | 1x CCS1 connector or 1x CHAdeMO connector.
Camber | PC-090-PI | 0 | DC | 90 | Power Cabinet. Vetted dispensers are NBDI2000U,NBDI3000U. 1x CCS1 connector or 1x CHAdeMO connector. | Camber | PC-090-PI | 0 | DC | 90 | Power Cabinet. Vetted dispensers are NBDI2000U,NBDI3000U. 1x CCS1 connector or 1x CHAdeMO connector.
Camber | PC-120-PI | 0 | DC | 120 | Power Cabinet. Vetted dispensers are NBDI2000U,NBDI3000U. 1x CCS1 connector or 1x CHAdeMO connector. | Camber | PC-120-PI | 0 | DC | 120 | Power Cabinet. Vetted dispensers are NBDI2000U,NBDI3000U. 1x CCS1 connector or 1x CHAdeMO connector.
Camber | PC-120-PS | 0 | DC | 120 | Power Cabinet. Vetted dispensers are NBDI2000U,NBDI3000U. 1x CCS1 connector or 1x CHAdeMO connector. | Camber | PC-120-PS | 0 | DC | 120 | Power Cabinet. Vetted dispensers are NBDI2000U,NBDI3000U. 1x CCS1 connector or 1x CHAdeMO connector.
Camber | PC-150-PI | 0 | DC | 150 | Power Cabinet. Vetted dispenser is NBDI2000U,NBDI3000U. Available with 1 or 2 CCS1 or CHAdeMo connectors. | Camber | PC-150-PI | 0 | DC | 150 | Power Cabinet. Vetted dispenser is NBDI2000U,NBDI3000U. Available with 1 or 2 CCS1 or CHAdeMo connectors.
Camber | PC-180-PI | 0 | DC | 180 | Power Cabinet. Vetted dispenser is NBDI2000U,NBDI3000U. Available with 1 or 2 CCS1 or CHAdeMo connectors. | Camber | PC-180-PI | 0 | DC | 180 | Power Cabinet. Vetted dispenser is NBDI2000U,NBDI3000U. Available with 1 or 2 CCS1 or CHAdeMo connectors.
Camber | PS-1440-PL | 0 | DC | 1440 | Power Cabinet. Vetted dispenser is NBDI2000U,NBDI3000U. Available with 1 or 2 CCS1 or CHAdeMo connectors. | Camber | PS-1440-PL | 0 | DC | 1440 | Power Cabinet. Vetted dispenser is NBDI2000U,NBDI3000U. Available with 1 or 2 CCS1 or CHAdeMo connectors.
CENNTRO | DCC190C190 | DC Electric Vehicle Charging Station | DC | 180 | Dual port. | CENNTRO | DCC190C190 | DC Electric Vehicle Charging Station | DC | 180 | Dual port.
CHAEVI | CV-3FD120P-IUL3 | SONIC (120kW) (3 Phase, 3 Wire) | DC | 120 | Dual port. Stand-Alone Equipment 120,150,180kW Serial-UL listed. Dynamic Load Balancing Available. NACS Cable Adaptable | CHAEVI | CV-3FD120P-IUL3 | SONIC (120kW) (3 Phase, 3 Wire) | DC | 120 | Dual port. Stand-Alone Equipment 120,150,180kW Serial-UL listed. Dynamic Load Balancing Available. NACS Cable Adaptable
CHAEVI | CV-3FD150P-IUL3 | SONIC (150kW) (3 Phase, 3 Wire) | DC | 150 | Dual port. Stand-Alone Equipment 120,150,180kW Serial-UL listed. Dynamic Load Balancing Available. NACS Cable Adaptable | CHAEVI | CV-3FD150P-IUL3 | SONIC (150kW) (3 Phase, 3 Wire) | DC | 150 | Dual port. Stand-Alone Equipment 120,150,180kW Serial-UL listed. Dynamic Load Balancing Available. NACS Cable Adaptable
CHAEVI | CV-3FD180P-IUL3 | SONIC (180kW) (3 Phase, 3 Wire) | DC | 180 | Dual port. Stand-Alone Equipment 120,150,180kW Serial-UL listed. Dynamic Load Balancing Available. NACS Cable Adaptable | CHAEVI | CV-3FD180P-IUL3 | SONIC (180kW) (3 Phase, 3 Wire) | DC | 180 | Dual port. Stand-Alone Equipment 120,150,180kW Serial-UL listed. Dynamic Load Balancing Available. NACS Cable Adaptable
CHAEVI | CV-3FD120P-IUL | SONIC (120kW) (3 Phase, 4 Wire) | DC | 120 | Dual port. Stand-Alone Equipment 120,150,180kW Serial-UL listed. Dynamic Load Balancing Available. NACS Cable Adaptable | CHAEVI | CV-3FD120P-IUL | SONIC (120kW) (3 Phase, 4 Wire) | DC | 120 | Dual port. Stand-Alone Equipment 120,150,180kW Serial-UL listed. Dynamic Load Balancing Available. NACS Cable Adaptable
CHAEVI | CV-3FD150P-IUL | SONIC (150kW) (3 Phase, 4 Wire) | DC | 150 | Dual port. Stand-Alone Equipment 120,150,180kW Serial-UL listed. Dynamic Load Balancing Available. NACS Cable Adaptable | CHAEVI | CV-3FD150P-IUL | SONIC (150kW) (3 Phase, 4 Wire) | DC | 150 | Dual port. Stand-Alone Equipment 120,150,180kW Serial-UL listed. Dynamic Load Balancing Available. NACS Cable Adaptable
CHAEVI | CV-3FD180P-IUL | SONIC (180kW) (3 Phase, 4 Wire) | DC | 180 | Dual port. Stand-Alone Equipment 120,150,180kW Serial-UL listed. Dynamic Load Balancing Available. NACS Cable Adaptable | CHAEVI | CV-3FD180P-IUL | SONIC (180kW) (3 Phase, 4 Wire) | DC | 180 | Dual port. Stand-Alone Equipment 120,150,180kW Serial-UL listed. Dynamic Load Balancing Available. NACS Cable Adaptable
CHAEVI | CV-3UD403P-NCC3 (CCS1/CCS1) | SUPERSONIC | DC | 400 | All-in-One Equipment - UL, CTEP listed - Dynamic Load Balancing Available - CCS/NACS Cable | CHAEVI | CV-3UD403P-NCC3 (CCS1/CCS1) | SUPERSONIC | DC | 400 | All-in-One Equipment - UL, CTEP listed - Dynamic Load Balancing Available - CCS/NACS Cable
CHAEVI | CV-3UD403P-NCN3 (CCS1/NACS) | SUPERSONIC | DC | 400 | All-in-One Equipment - UL, CTEP listed - Dynamic Load Balancing Available - CCS/NACS Cable | CHAEVI | CV-3UD403P-NCN3 (CCS1/NACS) | SUPERSONIC | DC | 400 | All-in-One Equipment - UL, CTEP listed - Dynamic Load Balancing Available - CCS/NACS Cable
CHAEVI | CV-3UD403P-NDN3 (NACS/NACS) | SUPERSONIC | DC | 400 | All-in-One Equipment - UL, CTEP listed - Dynamic Load Balancing Available - CCS/NACS Cable | CHAEVI | CV-3UD403P-NDN3 (NACS/NACS) | SUPERSONIC | DC | 400 | All-in-One Equipment - UL, CTEP listed - Dynamic Load Balancing Available - CCS/NACS Cable
CHAEVI | DCV-3FD120-ICN | DUOCONIC (120kW) | DC | 120 | Dual port. Stand-Alone Equipment 120,150,180kW Serial-UL listed. Dynamic Load Balancing Available | CHAEVI | DCV-3FD120-ICN | DUOCONIC (120kW) | DC | 120 | Dual port. Stand-Alone Equipment 120,150,180kW Serial-UL listed. Dynamic Load Balancing Available
CHAEVI | DCV-3FD150-ICN | DUOCONIC (150kW) | DC | 150 | Dual port. Stand-Alone Equipment 120,150,180kW Serial-UL listed. Dynamic Load Balancing Available | CHAEVI | DCV-3FD150-ICN | DUOCONIC (150kW) | DC | 150 | Dual port. Stand-Alone Equipment 120,150,180kW Serial-UL listed. Dynamic Load Balancing Available
CHAEVI | DCV-3FD180-ICN | DUOCONIC (180kW) | DC | 180 | Dual port. Stand-Alone Equipment 120,150,180kW Serial-UL listed. Dynamic Load Balancing Available | CHAEVI | DCV-3FD180-ICN | DUOCONIC (180kW) | DC | 180 | Dual port. Stand-Alone Equipment 120,150,180kW Serial-UL listed. Dynamic Load Balancing Available
Charge America | MCS1200 | MCS 4x16 Power Cabinet | DC | 1200 | Allows 5 CCS and 1 MCS connector as well as de-rated configuration with 1, 2, … 5 CCS ports and 0 or 1 MCS port (subject for additional certification) | Charge America | MCS1200 | MCS 4x16 Power Cabinet | DC | 1200 | Allows 5 CCS and 1 MCS connector as well as de-rated configuration with 1, 2, … 5 CCS ports and 0 or 1 MCS port (subject for additional certification)
Charge America | CCS360PM.XXXA.01001 | 360 kW System DC Charger | DC | 360 | Power Cabinet. 1x CCS1 connector or 1x CHAdeMO connector. NRTL listed as: Phihong DoWU362000D2PN-RW Vetted dispensers are CCS360SGD.XXXA.01001.300 NRTL listed as: Phihong DDWU362T00E2PN-RW CCS360DGD.XXXA.01001.200 NRTL listed as: DDWU362U0UE2PN-RW CCS360DGD.XXXB.01001.300-7 NRTL listed as: DDWU362U0UE2PN-RW | Charge America | CCS360PM.XXXA.01001 | 360 kW System DC Charger | DC | 360 | Power Cabinet. 1x CCS1 connector or 1x CHAdeMO connector. NRTL listed as: Phihong DoWU362000D2PN-RW Vetted dispensers are CCS360SGD.XXXA.01001.300 NRTL listed as: Phihong DDWU362T00E2PN-RW CCS360DGD.XXXA.01001.200 NRTL listed as: DDWU362U0UE2PN-RW CCS360DGD.XXXB.01001.300-7 NRTL listed as: DDWU362U0UE2PN-RW
ChargePoint | CP6####-50A-L## | 6000 Series | AC | 12 | CP6000 family, NA, AC Station, 1 or 2 x Type 1 Cable, 50A or 80A, 1-Phase, 18' or 23' Cable, 6' or 8' Cable Management Kit, Pedestal or Wall Mount, 8" Touch Display, Contactless Credit Card and RFID Reader, Cellular/Wi-Fi, UL, Power Share Jumper, 1YR Parts Warranty, Optional credit card reader | ChargePoint | CP6####-50A-L## | 6000 Series | AC | 12 | CP6000 family, NA, AC Station, 1 or 2 x Type 1 Cable, 50A or 80A, 1-Phase, 18' or 23' Cable, 6' or 8' Cable Management Kit, Pedestal or Wall Mount, 8" Touch Display, Contactless Credit Card and RFID Reader, Cellular/Wi-Fi, UL, Power Share Jumper, 1YR Parts Warranty, Optional credit card reader
ChargePoint | CP6####-80A-L## | 6000 Series | AC | 19.2 | CP6000 family, NA, AC Station, 1 or 2 x Type 1 Cable, 50A or 80A, 1-Phase, 18' or 23' Cable, 6' or 8' Cable Management Kit, Pedestal or Wall Mount, 8" Touch Display, Contactless Credit Card and RFID Reader, Cellular/Wi-Fi, UL, Power Share Jumper, 1YR Parts Warranty, Optional credit card reader | ChargePoint | CP6####-80A-L## | 6000 Series | AC | 19.2 | CP6000 family, NA, AC Station, 1 or 2 x Type 1 Cable, 50A or 80A, 1-Phase, 18' or 23' Cable, 6' or 8' Cable Management Kit, Pedestal or Wall Mount, 8" Touch Display, Contactless Credit Card and RFID Reader, Cellular/Wi-Fi, UL, Power Share Jumper, 1YR Parts Warranty, Optional credit card reader
ChargePoint | CPE250C-625-CCS1-200A-**** | Express 250 | DC | 62.5 | ChargePoint Express 250 Station (62.5 kW) - includes Express 250 Station, 2x Power Modules, 1x CCS1 200A cable, 1x CHAdeMO cable or NACS, North America Modem/SIM, cUL and UL listed, requires CPE250-CMT-IMPERIAL in US, CPE250-CMT-METRIC in Canada. CPE250-CMT-IMPERIAL/METRIC not included. FWHA and FTA compliant models available as well as with integrated EMV Chip Reader terminal. | ChargePoint | CPE250C-625-CCS1-200A-**** | Express 250 | DC | 62.5 | ChargePoint Express 250 Station (62.5 kW) - includes Express 250 Station, 2x Power Modules, 1x CCS1 200A cable, 1x CHAdeMO cable or NACS, North America Modem/SIM, cUL and UL listed, requires CPE250-CMT-IMPERIAL in US, CPE250-CMT-METRIC in Canada. CPE250-CMT-IMPERIAL/METRIC not included. FWHA and FTA compliant models available as well as with integrated EMV Chip Reader terminal.
ChargePoint | CPE280-800-NA | Express 280 DC Fast Charging Station | DC | 160 | [Paired Unit] ChargePoint Express 280 Station (80 kW) - includes Express 280 Station, 2x Power Modules, 1 or 2 connectors including CCS1, CHAdeMO, NACS. North America Modem/SIM, cUL and UL listed, FWHA and FTA compliant models available. | ChargePoint | CPE280-800-NA | Express 280 DC Fast Charging Station | DC | 160 | [Paired Unit] ChargePoint Express 280 Station (80 kW) - includes Express 280 Station, 2x Power Modules, 1 or 2 connectors including CCS1, CHAdeMO, NACS. North America Modem/SIM, cUL and UL listed, FWHA and FTA compliant models available.
ChargePoint | CPE280-800-NA | Express 280 DC Fast Charging Station | DC | 80 | [Single Unit] ChargePoint Express 280 Station (80 kW) - includes Express 280 Station, 2x Power Modules, 1 or 2 connectors including CCS1, CHAdeMO, NACS. North America Modem/SIM, cUL and UL listed, FWHA and FTA compliant models available. | ChargePoint | CPE280-800-NA | Express 280 DC Fast Charging Station | DC | 80 | [Single Unit] ChargePoint Express 280 Station (80 kW) - includes Express 280 Station, 2x Power Modules, 1 or 2 connectors including CCS1, CHAdeMO, NACS. North America Modem/SIM, cUL and UL listed, FWHA and FTA compliant models available.
ChargePoint | CPE280-800-NA-CHIP | Express 280 DC Fast Charging Station | DC | 160 | [Paired Unit, Credit Card Reader sku] ChargePoint Express 280 Station (80 kW) - includes Express 280 Station, 2x Power Modules, 1 or 2 connectors including CCS1, CHAdeMO, NACS. North America Modem/SIM, cUL and UL listed, FWHA and FTA compliant models available. | ChargePoint | CPE280-800-NA-CHIP | Express 280 DC Fast Charging Station | DC | 160 | [Paired Unit, Credit Card Reader sku] ChargePoint Express 280 Station (80 kW) - includes Express 280 Station, 2x Power Modules, 1 or 2 connectors including CCS1, CHAdeMO, NACS. North America Modem/SIM, cUL and UL listed, FWHA and FTA compliant models available.
ChargePoint | CPE280-800-NA-CHIP | Express 280 DC Fast Charging Station | DC | 80 | [Single Unit, Credit Card Reader sku] ChargePoint Express 280 Station (80 kW) - includes Express 280 Station, 2x Power Modules, 1 or 2 connectors including CCS1, CHAdeMO, NACS. North America Modem/SIM, cUL and UL listed, FWHA and FTA compliant models available. | ChargePoint | CPE280-800-NA-CHIP | Express 280 DC Fast Charging Station | DC | 80 | [Single Unit, Credit Card Reader sku] ChargePoint Express 280 Station (80 kW) - includes Express 280 Station, 2x Power Modules, 1 or 2 connectors including CCS1, CHAdeMO, NACS. North America Modem/SIM, cUL and UL listed, FWHA and FTA compliant models available.
ChargePoint | CPE280-800-NA-FHWA | Express 280 DC Fast Charging Station | DC | 160 | [Paired Unit, FHWA sku] ChargePoint Express 280 Station (80 kW) - includes Express 280 Station, 2x Power Modules, 1 or 2 connectors including CCS1, CHAdeMO, NACS. North America Modem/SIM, cUL and UL listed, FWHA and FTA compliant models available. | ChargePoint | CPE280-800-NA-FHWA | Express 280 DC Fast Charging Station | DC | 160 | [Paired Unit, FHWA sku] ChargePoint Express 280 Station (80 kW) - includes Express 280 Station, 2x Power Modules, 1 or 2 connectors including CCS1, CHAdeMO, NACS. North America Modem/SIM, cUL and UL listed, FWHA and FTA compliant models available.
ChargePoint | CPE280-800-NA-FHWA | Express 280 DC Fast Charging Station | DC | 80 | [Single Unit, FHWA sku] ChargePoint Express 280 Station (80 kW) - includes Express 280 Station, 2x Power Modules, 1 or 2 connectors including CCS1, CHAdeMO, NACS. North America Modem/SIM, cUL and UL listed, FWHA and FTA compliant models available. | ChargePoint | CPE280-800-NA-FHWA | Express 280 DC Fast Charging Station | DC | 80 | [Single Unit, FHWA sku] ChargePoint Express 280 Station (80 kW) - includes Express 280 Station, 2x Power Modules, 1 or 2 connectors including CCS1, CHAdeMO, NACS. North America Modem/SIM, cUL and UL listed, FWHA and FTA compliant models available.
ChargePoint | CPF50- L##-****** | CPF50 | AC | 12 | CPF50 family, Single or Dual Port, Pedestal or Wall Mount, 50A, Type 1, Cable 18' or 23', Single Phase Charger, Cable Management Kit optional | ChargePoint | CPF50- L##-****** | CPF50 | AC | 12 | CPF50 family, Single or Dual Port, Pedestal or Wall Mount, 50A, Type 1, Cable 18' or 23', Single Phase Charger, Cable Management Kit optional
ChargePoint | CPH50 | Home Flex | AC | 12 | CPH50 Dedicated Residential Charger, Single Port, J1772 or NACS, Wall Mount, 50A, Cable 18' or 23', Single Phase Charger | ChargePoint | CPH50 | Home Flex | AC | 12 | CPH50 Dedicated Residential Charger, Single Port, J1772 or NACS, Wall Mount, 50A, Cable 18' or 23', Single Phase Charger
ChargePoint | CT40##-GW1-*****## | CT4000 | AC | 7.2 | CT4000 family, NA, AC Station, 1 or 2 x Type 1 Cable, 30A, 1-Phase, 18' or 23' Cable, 6' or 8' Cable Management Kit, Pedestal or Wall Mount, 5.7" Display, Contactless Credit Card and RFID Reader | ChargePoint | CT40##-GW1-*****## | CT4000 | AC | 7.2 | CT4000 family, NA, AC Station, 1 or 2 x Type 1 Cable, 30A, 1-Phase, 18' or 23' Cable, 6' or 8' Cable Management Kit, Pedestal or Wall Mount, 5.7" Display, Contactless Credit Card and RFID Reader
ChargePoint | Express Plus 1000 Power Block: CPPB0001*** PM1.5 43-001200-** EXPP-PL10##*-#*#*#-#*#*#-*** | Express Plus | DC | 500 | Express Plus system includes Power Block, Power Modules, and Power Link 1000 series; Used for Fleet or Commercial. | ChargePoint | Express Plus 1000 Power Block: CPPB0001*** PM1.5 43-001200-** EXPP-PL10##*-#*#*#-#*#*#-*** | Express Plus | DC | 500 | Express Plus system includes Power Block, Power Modules, and Power Link 1000 series; Used for Fleet or Commercial.
ChargePoint | Express Plus 2000 (EXPP-PL20##-CHIP) | Express Plus | DC | 500 | [CHIP sku]Express Plus system includes Power Block, Power Modules, and Power Link 2000 series; Each Power Link Dispenser can include 1 or 2 connctor including CCS, NACS, or CHAdeMO | ChargePoint | Express Plus 2000 (EXPP-PL20##-CHIP) | Express Plus | DC | 500 | [CHIP sku]Express Plus system includes Power Block, Power Modules, and Power Link 2000 series; Each Power Link Dispenser can include 1 or 2 connctor including CCS, NACS, or CHAdeMO
ChargePoint | Express Plus 2000 (EXPP-PL20##-FHWA) | Express Plus | DC | 500 | [FHWA sku] Express Plus system includes Power Block, Power Modules, and Power Link 2000 series; Each Power Link Dispenser can include 1 or 2 connctor including CCS, NACS, or CHAdeMO | ChargePoint | Express Plus 2000 (EXPP-PL20##-FHWA) | Express Plus | DC | 500 | [FHWA sku] Express Plus system includes Power Block, Power Modules, and Power Link 2000 series; Each Power Link Dispenser can include 1 or 2 connctor including CCS, NACS, or CHAdeMO
ChargePoint | Express Plus 2000 (EXPP-PL20##) | Express Plus | DC | 500 | Express Plus system includes Power Block, Power Modules, and Power Link 2000 series; Each Power Link Dispenser can include 1 or 2 connctor including CCS, NACS, or CHAdeMO | ChargePoint | Express Plus 2000 (EXPP-PL20##) | Express Plus | DC | 500 | Express Plus system includes Power Block, Power Modules, and Power Link 2000 series; Each Power Link Dispenser can include 1 or 2 connctor including CCS, NACS, or CHAdeMO
ChargeSmart EV | CSEV-AC-#P | 0 | AC | 19.2 | Single Port or Dual Port. No credit card reader | ChargeSmart EV | CSEV-AC-#P | 0 | AC | 19.2 | Single Port or Dual Port. No credit card reader
ChargeSmart EV | CSEV-DC060 | 0 | DC | 60 | Single or dual port | ChargeSmart EV | CSEV-DC060 | 0 | DC | 60 | Single or dual port
ChargeSmart EV | CSEV-DC080 | 0 | DC | 80 | Single or dual port | ChargeSmart EV | CSEV-DC080 | 0 | DC | 80 | Single or dual port
ChargeSmart EV | CSEV-DC100 | 0 | DC | 100 | Single or dual port | ChargeSmart EV | CSEV-DC100 | 0 | DC | 100 | Single or dual port
ChargeSmart EV | CSEV-DC120 | 0 | DC | 120 | Single or dual port | ChargeSmart EV | CSEV-DC120 | 0 | DC | 120 | Single or dual port
ChargeSmart EV | CSEV-DC140 | 0 | DC | 140 | Single or dual port | ChargeSmart EV | CSEV-DC140 | 0 | DC | 140 | Single or dual port
ChargeSmart EV | CSEV-DC160 | 0 | DC | 160 | Single or dual port | ChargeSmart EV | CSEV-DC160 | 0 | DC | 160 | Single or dual port
ChargeSmart EV | CSEV-DC180 | 0 | DC | 180 | Single or dual port | ChargeSmart EV | CSEV-DC180 | 0 | DC | 180 | Single or dual port
ChargeSmart EV | CSEV-DC200 | 0 | DC | 200 | Single or dual port | ChargeSmart EV | CSEV-DC200 | 0 | DC | 200 | Single or dual port
ChargeSmart EV | CSEV-DC220 | 0 | DC | 220 | Single or dual port | ChargeSmart EV | CSEV-DC220 | 0 | DC | 220 | Single or dual port
ChargeSmart EV | CSEV-DC240 | 0 | DC | 240 | Single or dual port | ChargeSmart EV | CSEV-DC240 | 0 | DC | 240 | Single or dual port
ChargeSmart EV | CSEV-DCHi | 0 | DC | 640 | The CSEV-DCHi has a power cabinet with dispenser set up. It comes in 320, 480, or 640kW options and can be purchased with 2, 4, 6, or 8 ports depending on the number of dispensers. | ChargeSmart EV | CSEV-DCHi | 0 | DC | 640 | The CSEV-DCHi has a power cabinet with dispenser set up. It comes in 320, 480, or 640kW options and can be purchased with 2, 4, 6, or 8 ports depending on the number of dispensers.
ChargeTronix | CTC-CAC80 | FLUX AC | AC | 19.2 | Single or double port. | ChargeTronix | CTC-CAC80 | FLUX AC | AC | 19.2 | Single or double port.
ChargeTronix | CTX-AiO-120 | Apex 120kW DCFC | DC | 120 | Dual port. | ChargeTronix | CTX-AiO-120 | Apex 120kW DCFC | DC | 120 | Dual port.
ChargeTronix | CTX-AiO-160 | Apex 160kW DCFC | DC | 160 | Dual port. | ChargeTronix | CTX-AiO-160 | Apex 160kW DCFC | DC | 160 | Dual port.
ChargeTronix | CTX-AiO-240 | Apex 240kW DCFC | DC | 240 | Dual port. | ChargeTronix | CTX-AiO-240 | Apex 240kW DCFC | DC | 240 | Dual port.
ChargeTronix | CTX-AiO-60 | Apex 60kW DCFC | DC | 60 | Dual port. | ChargeTronix | CTX-AiO-60 | Apex 60kW DCFC | DC | 60 | Dual port.
ChargeTronix | CTX-C32-240-1 | FLUX AC 32A | AC | 7.6 | Single port. | ChargeTronix | CTX-C32-240-1 | FLUX AC 32A | AC | 7.6 | Single port.
ChargeTronix | CTX-C40-240-1 | FLUX AC 40A | AC | 9.6 | Single port | ChargeTronix | CTX-C40-240-1 | FLUX AC 40A | AC | 9.6 | Single port
ChargeTronix | CTX-C40-240-2 | FLUX AC Dual 40A | AC | 19.2 | Dual port. | ChargeTronix | CTX-C40-240-2 | FLUX AC Dual 40A | AC | 19.2 | Dual port.
ChargeTronix | CTX-C48-240-1 | FLUX AC 48A | AC | 11.5 | Single port. | ChargeTronix | CTX-C48-240-1 | FLUX AC 48A | AC | 11.5 | Single port.
ChargeTronix | CTX-C80-240-1 | FLUX AC Single 80A | AC | 19.2 | Single port. | ChargeTronix | CTX-C80-240-1 | FLUX AC Single 80A | AC | 19.2 | Single port.
ChargeTronix | CTX-C80-240-2 | FLUX AC Dual 80A | AC | 19.2 | Dual port. | ChargeTronix | CTX-C80-240-2 | FLUX AC Dual 80A | AC | 19.2 | Dual port.
ChargeTronix | CTX-CAC48 | FLUX AC | AC | 11.6 | Single port. | ChargeTronix | CTX-CAC48 | FLUX AC | AC | 11.6 | Single port.
ChargeTronix | Power Cabinet: CTX-DSPB-360 Dispenser: CTX-DST | Nexus 360kW Distributed System | DC | 360 | Up to 6 ports. | ChargeTronix | Power Cabinet: CTX-DSPB-360 Dispenser: CTX-DST | Nexus 360kW Distributed System | DC | 360 | Up to 6 ports.
ChargeTronix | Power Cabinet: CTX-DSPB-480 Dispenser: CTX-DST | Nexus 480kW Distributed System | DC | 480 | Up to 6 ports. | ChargeTronix | Power Cabinet: CTX-DSPB-480 Dispenser: CTX-DST | Nexus 480kW Distributed System | DC | 480 | Up to 6 ports.
ChargeTronix | TP-EVPD-120kW | 120kW DCFC | DC | 120 | Dual Port ; either 2 x CCS or 1x CCS + 1x CHAdeMO or or 1x CCS + 1x NACS or 2 x NACS | ChargeTronix | TP-EVPD-120kW | 120kW DCFC | DC | 120 | Dual Port ; either 2 x CCS or 1x CCS + 1x CHAdeMO or or 1x CCS + 1x NACS or 2 x NACS
ChargeTronix | TP-EVPD-160kW | 160kW DCFC | DC | 160 | Dual Port ; either 2 x CCS or 1x CCS + 1x CHAdeMO or or 1x CCS + 1x NACS or 2 x NACS | ChargeTronix | TP-EVPD-160kW | 160kW DCFC | DC | 160 | Dual Port ; either 2 x CCS or 1x CCS + 1x CHAdeMO or or 1x CCS + 1x NACS or 2 x NACS
ChargeTronix | TP-EVPD-180kW | 180kW DCFC | DC | 180 | Dual Port ; either 2 x CCS or 1x CCS + 1x CHAdeMO or or 1x CCS + 1x NACS or 2 x NACS | ChargeTronix | TP-EVPD-180kW | 180kW DCFC | DC | 180 | Dual Port ; either 2 x CCS or 1x CCS + 1x CHAdeMO or or 1x CCS + 1x NACS or 2 x NACS
ChargeTronix | TP-EVPD-200kW | 200kW | DC | 200 | Dual Port ; either 2 x CCS or 1x CCS + 1x CHAdeMO or or 1x CCS + 1x NACS or 2 x NACS | ChargeTronix | TP-EVPD-200kW | 200kW | DC | 200 | Dual Port ; either 2 x CCS or 1x CCS + 1x CHAdeMO or or 1x CCS + 1x NACS or 2 x NACS
ChargeTronix | TP-EVPD-240kW | 240kW DCFC | DC | 240 | Dual Port ; either 2 x CCS or 1x CCS + 1x CHAdeMO or or 1x CCS + 1x NACS or 2 x NACS | ChargeTronix | TP-EVPD-240kW | 240kW DCFC | DC | 240 | Dual Port ; either 2 x CCS or 1x CCS + 1x CHAdeMO or or 1x CCS + 1x NACS or 2 x NACS
ChargeTronix | TP-EVPD-300kW | 300kW DCFC | DC | 300 | Dual Port ; either 2 x CCS or 1x CCS + 1x CHAdeMO or or 1x CCS + 1x NACS or 2 x NACS | ChargeTronix | TP-EVPD-300kW | 300kW DCFC | DC | 300 | Dual Port ; either 2 x CCS or 1x CCS + 1x CHAdeMO or or 1x CCS + 1x NACS or 2 x NACS
ChargeTronix | TP-EVPD-30kW | 30kW DCFC | DC | 30 | Single Port ; CCS1 or CHAdeMO or NACS | ChargeTronix | TP-EVPD-30kW | 30kW DCFC | DC | 30 | Single Port ; CCS1 or CHAdeMO or NACS
ChargeTronix | TP-EVPD-360kW | 360kW DCFC | DC | 360 | Dual Port ; either 2 x CCS or 1x CCS + 1x CHAdeMO or or 1x CCS + 1x NACS or 2 x NACS | ChargeTronix | TP-EVPD-360kW | 360kW DCFC | DC | 360 | Dual Port ; either 2 x CCS or 1x CCS + 1x CHAdeMO or or 1x CCS + 1x NACS or 2 x NACS
ChargeTronix | TP-EVPD-60kW | 60kW DCFC | DC | 60 | Dual Port ; either 2 x CCS or 1x CCS + 1x CHAdeMO or or 1x CCS + 1x NACS or 2 x NACS | ChargeTronix | TP-EVPD-60kW | 60kW DCFC | DC | 60 | Dual Port ; either 2 x CCS or 1x CCS + 1x CHAdeMO or or 1x CCS + 1x NACS or 2 x NACS
ChargeTronix | TP-EVVA-80A | 0 | AC | 19.2 | Networked charging station | ChargeTronix | TP-EVVA-80A | 0 | AC | 19.2 | Networked charging station
ChargeTronix | TP-V2G-20-480 | 0 | DC V2G | 20 | Bidirectional charger | ChargeTronix | TP-V2G-20-480 | 0 | DC V2G | 20 | Bidirectional charger
ChargeTronix | TP-V2G-30-480 | 0 | DC V2G | 30 | Bidirectional charger | ChargeTronix | TP-V2G-30-480 | 0 | DC V2G | 30 | Bidirectional charger
ChargeTronix | TP-V2G-40-480 | 0 | DC V2G | 40 | Bidirectional charger | ChargeTronix | TP-V2G-40-480 | 0 | DC V2G | 40 | Bidirectional charger
ChargeTronix | TP-V2G-60-480 | 0 | DC V2G | 60 | Bidirectional charger | ChargeTronix | TP-V2G-60-480 | 0 | DC V2G | 60 | Bidirectional charger
ChargeTronix | UP160J-#MP-### | UP160J | AC | 7.2 | Dual Port, Must acquire Gateway for network connectivity | ChargeTronix | UP160J-#MP-### | UP160J | AC | 7.2 | Dual Port, Must acquire Gateway for network connectivity
ChargeTronix | UP80J-#MP-### | UP80J | AC | 7.2 | Single Port, Must acquire Gateway for network connectivity | ChargeTronix | UP80J-#MP-### | UP80J | AC | 7.2 | Single Port, Must acquire Gateway for network connectivity
Chargie | CH-L-48-PRA-1-18 | 0 | AC | 11.52 | 0 | Chargie | CH-L-48-PRA-1-18 | 0 | AC | 11.52 | 0
Chargie | CH-L-48-PRA-1-18-32 | 0 | AC | 7.68 | 0 | Chargie | CH-L-48-PRA-1-18-32 | 0 | AC | 7.68 | 0
Chargie | CH-L-48-PRA-1-18-40 | 0 | AC | 9.6 | 0 | Chargie | CH-L-48-PRA-1-18-40 | 0 | AC | 9.6 | 0
Chargie | CH-L-48-PRA-1-25 | 0 | AC | 11.52 | 0 | Chargie | CH-L-48-PRA-1-25 | 0 | AC | 11.52 | 0
Chargie | CH-L-48-PRA-1-25-32 | 0 | AC | 7.68 | 0 | Chargie | CH-L-48-PRA-1-25-32 | 0 | AC | 7.68 | 0
Chargie | CH-L-48-PRA-1-25-40 | 0 | AC | 9.6 | 0 | Chargie | CH-L-48-PRA-1-25-40 | 0 | AC | 9.6 | 0
Chargie | CH-L-48-PRAC-1-18 | 0 | AC | 11.52 | 0 | Chargie | CH-L-48-PRAC-1-18 | 0 | AC | 11.52 | 0
Chargie | CH-L-48-PRAC-1-18-32 | 0 | AC | 7.68 | 0 | Chargie | CH-L-48-PRAC-1-18-32 | 0 | AC | 7.68 | 0
Chargie | CH-L-48-PRAC-1-18-40 | 0 | AC | 9.6 | 0 | Chargie | CH-L-48-PRAC-1-18-40 | 0 | AC | 9.6 | 0
Chargie | CH-L-48-PRAC-1-25 | 0 | AC | 11.52 | 0 | Chargie | CH-L-48-PRAC-1-25 | 0 | AC | 11.52 | 0
Chargie | CH-L-48-PRAC-1-25-32 | 0 | AC | 7.68 | 0 | Chargie | CH-L-48-PRAC-1-25-32 | 0 | AC | 7.68 | 0
Chargie | CH-L-48-PRAC-1-25-40 | 0 | AC | 9.6 | 0 | Chargie | CH-L-48-PRAC-1-25-40 | 0 | AC | 9.6 | 0
Chargie | CH-L-48-PRACT-1-18 | 0 | AC | 11.52 | 0 | Chargie | CH-L-48-PRACT-1-18 | 0 | AC | 11.52 | 0
Chargie | CH-L-48-PRACT-1-18-32 | 0 | AC | 7.68 | 0 | Chargie | CH-L-48-PRACT-1-18-32 | 0 | AC | 7.68 | 0
Chargie | CH-L-48-PRACT-1-18-40 | 0 | AC | 9.6 | 0 | Chargie | CH-L-48-PRACT-1-18-40 | 0 | AC | 9.6 | 0
Chargie | CH-L-48-PRACT-1-25 | 0 | AC | 11.52 | 0 | Chargie | CH-L-48-PRACT-1-25 | 0 | AC | 11.52 | 0
Chargie | CH-L-48-PRACT-1-25-32 | 0 | AC | 7.68 | 0 | Chargie | CH-L-48-PRACT-1-25-32 | 0 | AC | 7.68 | 0
Chargie | CH-L-48-PRACT-1-25-40 | 0 | AC | 9.6 | 0 | Chargie | CH-L-48-PRACT-1-25-40 | 0 | AC | 9.6 | 0
Chargie | CH-L-48-PRAT-1-18 | 0 | AC | 11.52 | 0 | Chargie | CH-L-48-PRAT-1-18 | 0 | AC | 11.52 | 0
Chargie | CH-L-48-PRAT-1-18-32 | 0 | AC | 7.68 | 0 | Chargie | CH-L-48-PRAT-1-18-32 | 0 | AC | 7.68 | 0
Chargie | CH-L-48-PRAT-1-18-40 | 0 | AC | 9.6 | 0 | Chargie | CH-L-48-PRAT-1-18-40 | 0 | AC | 9.6 | 0
Chargie | CH-L-48-PRAT-1-25 | 0 | AC | 11.52 | 0 | Chargie | CH-L-48-PRAT-1-25 | 0 | AC | 11.52 | 0
Chargie | CH-L-48-PRAT-1-25-32 | 0 | AC | 7.68 | 0 | Chargie | CH-L-48-PRAT-1-25-32 | 0 | AC | 7.68 | 0
Chargie | CH-L-48-PRAT-1-25-40 | 0 | AC | 9.6 | 0 | Chargie | CH-L-48-PRAT-1-25-40 | 0 | AC | 9.6 | 0
CyberSwitching | CSE4-4G-BL | CSE4 | AC | 11.5 | Single Port | CyberSwitching | CSE4-4G-BL | CSE4 | AC | 11.5 | Single Port
CyberSwitching | CSE1-4G-BL | CSE1 | AC | 11.5 | Single Port | CyberSwitching | CSDC240 | CSDC | DC | 240 | Dual port.
CyberSwitching | CSE1-4G-BL-40 | CSE1 | AC | 7.5 | Single Port | CyberSwitching | CSE1-4G-BL | CSE1 | AC | 11.5 | Single Port
CyberSwitching | CSE1-WIFI-BL | CSE1 | AC | 11.5 | Single Port | CyberSwitching | CSE1-4G-BL-40 | CSE1 | AC | 7.5 | Single Port
Daimler | Detroit eFill All-in-one 120 | eFill All-in-one 120 | DC | 120 | 1x CCS1 connector or 1x CHAdeMO connector. NRTL listed as Power Electronics NB1200U/NB120SU | CyberSwitching | CSE1-WIFI-BL | CSE1 | AC | 11.5 | Single Port
Daimler | Detroit eFill All-in-one 150 | eFill All-in-one 150 | DC | 150 | Power Cabinet. 1x CCS1 connector or 1x CHAdeMO connector NRTL Listed as Power Electronics NB1500U/NB150SU. Approved dispenser are Detroit eFill Compact Dispender Duo. NRTL Listed as Power Electronics NBDI2000U,NBDI3000U. | Daimler | Detroit eFill All-in-one 120 | eFill All-in-one 120 | DC | 120 | 1x CCS1 connector or 1x CHAdeMO connector. NRTL listed as Power Electronics NB1200U/NB120SU
Daimler | Detroit eFill All-in-one 180 | eFill All-in-one 180 | DC | 180 | 1x CCS1 connector or 1x CHAdeMO connector. NRTL listed as Power Electronics NB1800U/NB180SU. | Daimler | Detroit eFill All-in-one 150 | eFill All-in-one 150 | DC | 150 | Power Cabinet. 1x CCS1 connector or 1x CHAdeMO connector NRTL Listed as Power Electronics NB1500U/NB150SU. Approved dispenser are Detroit eFill Compact Dispender Duo. NRTL Listed as Power Electronics NBDI2000U,NBDI3000U.
Daimler | Detroit eFill All-in-one 210 | eFill All-in-one 210 | DC | 210 | 1x CCS1 connector or 1x CHAdeMO connector. NRTL listed as Power Electronics NB2100U/NB210SU. | Daimler | Detroit eFill All-in-one 180 | eFill All-in-one 180 | DC | 180 | 1x CCS1 connector or 1x CHAdeMO connector. NRTL listed as Power Electronics NB1800U/NB180SU.
Daimler | Detroit eFill All-in-one 240 | eFill All-in-one 240 | DC | 240 | 1x CCS1 connector or 1x CHAdeMO connector. NRTL listed as Power Electronics NB2400U/NB240SU. | Daimler | Detroit eFill All-in-one 210 | eFill All-in-one 210 | DC | 210 | 1x CCS1 connector or 1x CHAdeMO connector. NRTL listed as Power Electronics NB2100U/NB210SU.
Daimler | Detroit eFill All-in-one 60 | eFill All-in-one 60 | DC | 60 | 1x CCS1 connector or 1x CHAdeMO connector. NRTL listed as Power Electronics NB0600U/NB060SU | Daimler | Detroit eFill All-in-one 240 | eFill All-in-one 240 | DC | 240 | 1x CCS1 connector or 1x CHAdeMO connector. NRTL listed as Power Electronics NB2400U/NB240SU.
Daimler | Detroit eFill All-in-one 90 | eFill All-in-one 90 | DC | 90 | 1x CCS1 connector or 1x CHAdeMO connector. NRTL listed as Power Electronics NB0900U/NB090SU | Daimler | Detroit eFill All-in-one 60 | eFill All-in-one 60 | DC | 60 | 1x CCS1 connector or 1x CHAdeMO connector. NRTL listed as Power Electronics NB0600U/NB060SU
Daimler | Detroit eFill Power Center 120 | eFill Power Center 120 | DC | 120 | Power Cabinet. 1x CCS1 connector or 1x CHAdeMO connector NRTL Listed as Power Electronics NBi1200U/NBi120SU. Approved dispenser are Detroit eFill Compact Dispender Duo. NRTL Listed as Power Electronics NBDI2000U,NBDI3000U. | Daimler | Detroit eFill All-in-one 90 | eFill All-in-one 90 | DC | 90 | 1x CCS1 connector or 1x CHAdeMO connector. NRTL listed as Power Electronics NB0900U/NB090SU
Daimler | Detroit eFill Power Center 150 | eFill Power Center 150 | DC | 150 | Power Cabinet. 1x CCS1 connector or 1x CHAdeMO connector NRTL Listed as Power Electronics NBi1500U/NBi150SU. Approved dispenser are Detroit eFill Compact Dispender Duo. NRTL Listed as Power Electronics NBDI2000U,NBDI3000U. | Daimler | Detroit eFill Power Center 120 | eFill Power Center 120 | DC | 120 | Power Cabinet. 1x CCS1 connector or 1x CHAdeMO connector NRTL Listed as Power Electronics NBi1200U/NBi120SU. Approved dispenser are Detroit eFill Compact Dispender Duo. NRTL Listed as Power Electronics NBDI2000U,NBDI3000U.
Daimler | Detroit eFill Power Center 180 | eFill Power Center 180 | DC | 180 | Power Cabinet. 1x CCS1 connector or 1x CHAdeMO connector NRTL Listed as Power Electronics NBi1800U/NBi180SU. Approved dispenser are Detroit eFill Compact Dispender Duo. NRTL Listed as Power Electronics NBDI2000U,NBDI3000U. | Daimler | Detroit eFill Power Center 150 | eFill Power Center 150 | DC | 150 | Power Cabinet. 1x CCS1 connector or 1x CHAdeMO connector NRTL Listed as Power Electronics NBi1500U/NBi150SU. Approved dispenser are Detroit eFill Compact Dispender Duo. NRTL Listed as Power Electronics NBDI2000U,NBDI3000U.
Daimler | Detroit eFill Power Center 60 | eFill Power Center 60 | DC | 60 | Power Cabinet. 1x CCS1 connector or 1x CHAdeMO connector NRTL Listed as Power Electronics NBi0600U/NBi060SU Approved dispenser are Detroit eFill Compact Dispender Duo. NRTL Listed as Power Electronics NBDI2000U,NBDI3000U. | Daimler | Detroit eFill Power Center 180 | eFill Power Center 180 | DC | 180 | Power Cabinet. 1x CCS1 connector or 1x CHAdeMO connector NRTL Listed as Power Electronics NBi1800U/NBi180SU. Approved dispenser are Detroit eFill Compact Dispender Duo. NRTL Listed as Power Electronics NBDI2000U,NBDI3000U.
Daimler | Detroit eFill Power Center 90 | eFill Power Center 90 | DC | 90 | Power Cabinet. 1x CCS1 connector or 1x CHAdeMO connector NRTL Listed as Power Electronics NBi0900U/NBi090SU. Approved dispenser are Detroit eFill Compact Dispender Duo. NRTL Listed as Power Electronics NBDI2000U,NBDI3000U. | Daimler | Detroit eFill Power Center 60 | eFill Power Center 60 | DC | 60 | Power Cabinet. 1x CCS1 connector or 1x CHAdeMO connector NRTL Listed as Power Electronics NBi0600U/NBi060SU Approved dispenser are Detroit eFill Compact Dispender Duo. NRTL Listed as Power Electronics NBDI2000U,NBDI3000U.
Delta | AWU70215BEMV | 0 | AC | 7.2 | Single Port, Standalone network capability | Daimler | Detroit eFill Power Center 90 | eFill Power Center 90 | DC | 90 | Power Cabinet. 1x CCS1 connector or 1x CHAdeMO connector NRTL Listed as Power Electronics NBi0900U/NBi090SU. Approved dispenser are Detroit eFill Compact Dispender Duo. NRTL Listed as Power Electronics NBDI2000U,NBDI3000U.
Delta | DC Wallbox | 0 | DC | 25 | 1x CCS1 connector 1x CHAdeMO connector | Delta | AWU70215BEMV | 0 | AC | 7.2 | Single Port, Standalone network capability
Delta | EVHU104UHAA05 | 0 | DC | 100 | 1x CCS1 connector 1x CHAdeMO connector | Delta | DC Wallbox | 0 | DC | 25 | 1x CCS1 connector 1x CHAdeMO connector
Delta | EVHU104UMAA05 | 0 | DC | 100 | 1x CCS1 connector 1x CHAdeMO connector | Delta | EVHU104UHAA05 | 0 | DC | 100 | 1x CCS1 connector 1x CHAdeMO connector
Delta | EVHU104UPAB | City 100kW | DC | 100 | 1x CCS1 connector 1x CHAdeMO connector | Delta | EVHU104UMAA05 | 0 | DC | 100 | 1x CCS1 connector 1x CHAdeMO connector
Delta | EVHU503UKBA | 0 | DC | 50 | 1x CCS1 connector 1x CHAdeMO connector | Delta | EVHU104UPAB | City 100kW | DC | 100 | 1x CCS1 connector 1x CHAdeMO connector
Delta | EVMU3017MWS | 0 | AC | 7.2 | Single Port, Must acquire Gateway for network connectivity | Delta | EVHU503UKBA | 0 | DC | 50 | 1x CCS1 connector 1x CHAdeMO connector
Delta | EVMU4017MWS | 0 | AC | 9.6 | Single Port, Must acquire Gateway for network connectivity | Delta | EVMU3017MWS | 0 | AC | 7.2 | Single Port, Must acquire Gateway for network connectivity
Delta | (EIDS-U200TSUU) | 0 | DC | 200 | 2x CCS1 connectors | Delta | EVMU4017MWS | 0 | AC | 9.6 | Single Port, Must acquire Gateway for network connectivity
Delta | EIDN-U200KTA01 | 0 | DC | 200 | 2x CCS1 connectors. Vetted dispensers are EIDD-U350SSUUAEG | Delta | (EIDS-U200TSUU) | 0 | DC | 200 | 2x CCS1 connectors
Delta | EIDN-U350KTA01 | Delta HP 350kW | DC | 350 | 2x CCS1 connectors. Vetted dispensers are EIDD-U350SSUUAEG | Delta | EIDN-U200KTA01 | 0 | DC | 200 | 2x CCS1 connectors. Vetted dispensers are EIDD-U350SSUUAEG
DynaChrg | EVJ002 | EVJ002 | AC | 19.2 | Single port. 48 amps and 80 amps | Delta | EIDN-U350KTA01 | Delta HP 350kW | DC | 350 | 2x CCS1 connectors. Vetted dispensers are EIDD-U350SSUUAEG
DynaChrg | EVJ005 | EVJ005 | AC | 11.5 | Dual port, each simultaneously 48 amps | DynaChrg | EVJ002 | EVJ002 | AC | 19.2 | Single port. 48 amps and 80 amps
DynaChrg | EVN120F | Stand alone Fleet 120 | DC | 120 | 120kW all-in-one charger with 2 connectors. Alternate designations: DirectPowerPS 120 Fleet, DirectPowerPS 120 | DynaChrg | EVJ005 | EVJ005 | AC | 11.5 | Dual port, each simultaneously 48 amps
DynaChrg | EVN120P | Stand alone Advertising 120 | DC | 120 | 120kW all-in-one charger with 2 connectors, advertising display, and payment terminal. Alternate designations: DirectPowerPS 120 Flagship, DirectPowerPS 120 | DynaChrg | EVN120F | Stand alone Fleet 120 | DC | 120 | 120kW all-in-one charger with 2 connectors. Alternate designations: DirectPowerPS 120 Fleet, DirectPowerPS 120
DynaChrg | EVN180F | Stand alone Fleet 180 | DC | 180 | 180kW all-in-one charger with 2 connectors. Alternate designations: DirectPowerPS 180 Fleet, DirectPowerPS 180 | DynaChrg | EVN120P | Stand alone Advertising 120 | DC | 120 | 120kW all-in-one charger with 2 connectors, advertising display, and payment terminal. Alternate designations: DirectPowerPS 120 Flagship, DirectPowerPS 120
DynaChrg | EVN180P | Stand alone Advertising 180 | DC | 180 | 180kW all-in-one charger with 2 connectors, advertising display, and payment terminal. Alternate designations: DirectPowerPS 180 Flagship, DirectPowerPS 180 | DynaChrg | EVN180F | Stand alone Fleet 180 | DC | 180 | 180kW all-in-one charger with 2 connectors. Alternate designations: DirectPowerPS 180 Fleet, DirectPowerPS 180
DynaChrg | EVN240F | Stand alone Fleet 240 | DC | 240 | 240kW all-in-one charger with 2 connectors. Alternate designations: DirectPowerPS 240 Fleet, DirectPowerPS 240 | DynaChrg | EVN180P | Stand alone Advertising 180 | DC | 180 | 180kW all-in-one charger with 2 connectors, advertising display, and payment terminal. Alternate designations: DirectPowerPS 180 Flagship, DirectPowerPS 180
DynaChrg | EVN240P | Stand alone Advertising 240 | DC | 240 | 240kW all-in-one charger with 2 connectors, advertising display, and payment terminal. Alternate designations: DirectPowerPS 240 Flagship, DirectPowerPS 240 | DynaChrg | EVN240F | Stand alone Fleet 240 | DC | 240 | 240kW all-in-one charger with 2 connectors. Alternate designations: DirectPowerPS 240 Fleet, DirectPowerPS 240
DynaChrg | EVN300F | Stand alone Fleet 300 | DC | 300 | 300kW all-in-one charger with 2 connectors. Alternate designations: DirectPowerPS 300 Fleet, DirectPowerPS 300 | DynaChrg | EVN240P | Stand alone Advertising 240 | DC | 240 | 240kW all-in-one charger with 2 connectors, advertising display, and payment terminal. Alternate designations: DirectPowerPS 240 Flagship, DirectPowerPS 240
DynaChrg | EVN300P | Stand alone Advertising 300 | DC | 300 | 300kW all-in-one charger with 2 connectors, advertising display, and payment terminal. Alternate designations: DirectPowerPS 300 Flagship, DirectPowerPS 300 | DynaChrg | EVN300F | Stand alone Fleet 300 | DC | 300 | 300kW all-in-one charger with 2 connectors. Alternate designations: DirectPowerPS 300 Fleet, DirectPowerPS 300
DynaChrg | EVN360F | Stand alone Fleet 360 | DC | 360 | 360kW all-in-one charger with 2 connectors. Alternate designations: DirectPowerPS 360 Fleet, DirectPowerPS 360 | DynaChrg | EVN300P | Stand alone Advertising 300 | DC | 300 | 300kW all-in-one charger with 2 connectors, advertising display, and payment terminal. Alternate designations: DirectPowerPS 300 Flagship, DirectPowerPS 300
DynaChrg | EVN360P | Stand alone Advertising 360 | DC | 360 | 360kW all-in-one charger with 2 connectors, advertising display, and payment terminal. Alternate designations: DirectPowerPS 360 Flagship, DirectPowerPS 360 | DynaChrg | EVN360F | Stand alone Fleet 360 | DC | 360 | 360kW all-in-one charger with 2 connectors. Alternate designations: DirectPowerPS 360 Fleet, DirectPowerPS 360
DynaChrg | EVS160 | 160kW Standalone Unit | DC | 160 | Output range:200V-1000V efficiency:Up to 96% Full certification User-friendly ADA Multiple payment methods Support for customization PLUG& CHARGE Hardware 15118-Ready Can Output 350A CCS1 boost 500A NACS boost 400A | DynaChrg | EVN360P | Stand alone Advertising 360 | DC | 360 | 360kW all-in-one charger with 2 connectors, advertising display, and payment terminal. Alternate designations: DirectPowerPS 360 Flagship, DirectPowerPS 360
DynaChrg | EVS240 | 240kW Standalone Unit | DC | 240 | Output range:200V-1000V efficiency:Up to 96% Full certification User-friendly ADA Multiple payment methods Support for customization PLUG& CHARGE Hardware 15118-Ready Can Output 350A CCS1 boost 500A NACS boost 400A | DynaChrg | EVS160 | 160kW Standalone Unit | DC | 160 | Output range:200V-1000V efficiency:Up to 96% Full certification User-friendly ADA Multiple payment methods Support for customization PLUG& CHARGE Hardware 15118-Ready Can Output 350A CCS1 boost 500A NACS boost 400A
DynaChrg | EVS480 | Distributed Model 480kW up to 3 Dual Port Dispensers | DC | 480 | Output range:200V-1000V efficiency:Up to 96% Full certification User-friendly ADA Multiple payment methods Support for customization PLUG& CHARGE Hardware 15118-Ready Air cooling output 350A Liquid cooling sustained maximum output 500A | DynaChrg | EVS240 | 240kW Standalone Unit | DC | 240 | Output range:200V-1000V efficiency:Up to 96% Full certification User-friendly ADA Multiple payment methods Support for customization PLUG& CHARGE Hardware 15118-Ready Can Output 350A CCS1 boost 500A NACS boost 400A
Eaton | CP6####-50A-L##-ETN | 6000 Series | AC | 12 | CP6000 family, NA, AC Station, 1 or 2 x Type 1 Cable, 50A or 80A, 1-Phase, 18' or 23' Cable, 6' or 8' Cable Management Kit, Pedestal or Wall Mount, 8" Touch Display, Contactless Credit Card and RFID Reader, Cellular/Wi-Fi, UL, Power Share Jumper, 1YR Parts Warranty, Optional credit card reader | DynaChrg | EVS480 | Distributed Model 480kW up to 3 Dual Port Dispensers | DC | 480 | Output range:200V-1000V efficiency:Up to 96% Full certification User-friendly ADA Multiple payment methods Support for customization PLUG& CHARGE Hardware 15118-Ready Air cooling output 350A Liquid cooling sustained maximum output 500A
Eaton | CP6####-80A-L##-ETN | 6000 Series | AC | 19.2 | CP6000 family, NA, AC Station, 1 or 2 x Type 1 Cable, 50A or 80A, 1-Phase, 18' or 23' Cable, 6' or 8' Cable Management Kit, Pedestal or Wall Mount, 8" Touch Display, Contactless Credit Card and RFID Reader, Cellular/Wi-Fi, UL, Power Share Jumper, 1YR Parts Warranty, Optional credit card reader | Eaton | CP6####-50A-L##-ETN | 6000 Series | AC | 12 | CP6000 family, NA, AC Station, 1 or 2 x Type 1 Cable, 50A or 80A, 1-Phase, 18' or 23' Cable, 6' or 8' Cable Management Kit, Pedestal or Wall Mount, 8" Touch Display, Contactless Credit Card and RFID Reader, Cellular/Wi-Fi, UL, Power Share Jumper, 1YR Parts Warranty, Optional credit card reader
Eaton | CPE250C-625-CCS1-200A-****-ETN | Express 250 | DC | 62.5 | ChargePoint Express 250 Station (62.5 kW) - includes Express 250 Station, 2x Power Modules, 1x CCS1 200A cable, 1x CHAdeMO cable or NACS, North America Modem/SIM, cUL and UL listed, requires CPE250-CMT-IMPERIAL in US, CPE250-CMT-METRIC in Canada. CPE250-CMT-IMPERIAL/METRIC not included. FWHA and FTA compliant models available as well as with integrated EMV Chip Reader terminal. | Eaton | CP6####-80A-L##-ETN | 6000 Series | AC | 19.2 | CP6000 family, NA, AC Station, 1 or 2 x Type 1 Cable, 50A or 80A, 1-Phase, 18' or 23' Cable, 6' or 8' Cable Management Kit, Pedestal or Wall Mount, 8" Touch Display, Contactless Credit Card and RFID Reader, Cellular/Wi-Fi, UL, Power Share Jumper, 1YR Parts Warranty, Optional credit card reader
Eaton | CPE280-800-NA-CHIP-ETN | Express 280 DC Fast Charging Station | DC | 160 | [Paired Unit, Credit Card Reader sku] ChargePoint Express 280 Station (80 kW) - includes Express 280 Station, 2x Power Modules, 1 or 2 connectors including CCS1, CHAdeMO, NACS. North America Modem/SIM, cUL and UL listed, FWHA and FTA compliant models available. | Eaton | CPE250C-625-CCS1-200A-****-ETN | Express 250 | DC | 62.5 | ChargePoint Express 250 Station (62.5 kW) - includes Express 250 Station, 2x Power Modules, 1x CCS1 200A cable, 1x CHAdeMO cable or NACS, North America Modem/SIM, cUL and UL listed, requires CPE250-CMT-IMPERIAL in US, CPE250-CMT-METRIC in Canada. CPE250-CMT-IMPERIAL/METRIC not included. FWHA and FTA compliant models available as well as with integrated EMV Chip Reader terminal.
Eaton | CPE280-800-NA-CHIP-ETN | Express 280 DC Fast Charging Station | DC | 80 | [Single Unit, Credit Card Reader sku] ChargePoint Express 280 Station (80 kW) - includes Express 280 Station, 2x Power Modules, 1 or 2 connectors including CCS1, CHAdeMO, NACS. North America Modem/SIM, cUL and UL listed, FWHA and FTA compliant models available. | Eaton | CPE280-800-NA-CHIP-ETN | Express 280 DC Fast Charging Station | DC | 160 | [Paired Unit, Credit Card Reader sku] ChargePoint Express 280 Station (80 kW) - includes Express 280 Station, 2x Power Modules, 1 or 2 connectors including CCS1, CHAdeMO, NACS. North America Modem/SIM, cUL and UL listed, FWHA and FTA compliant models available.
Eaton | CPE280-800-NA-ETN | Express 280 DC Fast Charging Station | DC | 160 | [Paired Unit] ChargePoint Express 280 Station (80 kW) - includes Express 280 Station, 2x Power Modules, 1 or 2 connectors including CCS1, CHAdeMO, NACS. North America Modem/SIM, cUL and UL listed, FWHA and FTA compliant models available. | Eaton | CPE280-800-NA-CHIP-ETN | Express 280 DC Fast Charging Station | DC | 80 | [Single Unit, Credit Card Reader sku] ChargePoint Express 280 Station (80 kW) - includes Express 280 Station, 2x Power Modules, 1 or 2 connectors including CCS1, CHAdeMO, NACS. North America Modem/SIM, cUL and UL listed, FWHA and FTA compliant models available.
Eaton | CPE280-800-NA-ETN | Express 280 DC Fast Charging Station | DC | 80 | [Single Unit] ChargePoint Express 280 Station (80 kW) - includes Express 280 Station, 2x Power Modules, 1 or 2 connectors including CCS1, CHAdeMO, NACS. North America Modem/SIM, cUL and UL listed, FWHA and FTA compliant models available. | Eaton | CPE280-800-NA-ETN | Express 280 DC Fast Charging Station | DC | 160 | [Paired Unit] ChargePoint Express 280 Station (80 kW) - includes Express 280 Station, 2x Power Modules, 1 or 2 connectors including CCS1, CHAdeMO, NACS. North America Modem/SIM, cUL and UL listed, FWHA and FTA compliant models available.
Eaton | CPE280-800-NA-FHWA-ETN | Express 280 DC Fast Charging Station | DC | 160 | [Paired Unit, FHWA sku] ChargePoint Express 280 Station (80 kW) - includes Express 280 Station, 2x Power Modules, 1 or 2 connectors including CCS1, CHAdeMO, NACS. North America Modem/SIM, cUL and UL listed, FWHA and FTA compliant models available. | Eaton | CPE280-800-NA-ETN | Express 280 DC Fast Charging Station | DC | 80 | [Single Unit] ChargePoint Express 280 Station (80 kW) - includes Express 280 Station, 2x Power Modules, 1 or 2 connectors including CCS1, CHAdeMO, NACS. North America Modem/SIM, cUL and UL listed, FWHA and FTA compliant models available.
Eaton | CPE280-800-NA-FHWA-ETN | Express 280 DC Fast Charging Station | DC | 80 | [Single Unit, FHWA sku] ChargePoint Express 280 Station (80 kW) - includes Express 280 Station, 2x Power Modules, 1 or 2 connectors including CCS1, CHAdeMO, NACS. North America Modem/SIM, cUL and UL listed, FWHA and FTA compliant models available. | Eaton | CPE280-800-NA-FHWA-ETN | Express 280 DC Fast Charging Station | DC | 160 | [Paired Unit, FHWA sku] ChargePoint Express 280 Station (80 kW) - includes Express 280 Station, 2x Power Modules, 1 or 2 connectors including CCS1, CHAdeMO, NACS. North America Modem/SIM, cUL and UL listed, FWHA and FTA compliant models available.
Eaton | CPF50- L##-******-ETN | CPF50 | AC | 12 | CPF50 family, Single or Dual Port, Pedestal or Wall Mount, 50A, Type 1, Cable 18' or 23', Single Phase Charger, Cable Management Kit optional | Eaton | CPE280-800-NA-FHWA-ETN | Express 280 DC Fast Charging Station | DC | 80 | [Single Unit, FHWA sku] ChargePoint Express 280 Station (80 kW) - includes Express 280 Station, 2x Power Modules, 1 or 2 connectors including CCS1, CHAdeMO, NACS. North America Modem/SIM, cUL and UL listed, FWHA and FTA compliant models available.
Eaton | CPH50-ETN | Home Flex | AC | 12 | CPH50 Dedicated Residential Charger, Single Port, J1772 or NACS, Wall Mount, 50A, Cable 18' or 23', Single Phase Charger | Eaton | CPF50- L##-******-ETN | CPF50 | AC | 12 | CPF50 family, Single or Dual Port, Pedestal or Wall Mount, 50A, Type 1, Cable 18' or 23', Single Phase Charger, Cable Management Kit optional
Eaton | CT40##-GW1-*****##-ETN | CT4000 | AC | 7.2 | CT4000 family, NA, AC Station, 1 or 2 x Type 1 Cable, 30A, 1-Phase, 18' or 23' Cable, 6' or 8' Cable Management Kit, Pedestal or Wall Mount, 5.7" Display, Contactless Credit Card and RFID Reader | Eaton | CPH50-ETN | Home Flex | AC | 12 | CPH50 Dedicated Residential Charger, Single Port, J1772 or NACS, Wall Mount, 50A, Cable 18' or 23', Single Phase Charger
Eaton | EXPP-PL20##-CHIP-ETN | Express Plus 2000 | DC | 500 | [CHIP sku]Express Plus system includes Power Block, Power Modules, and Power Link 2000 series; Each Power Link Dispenser can include 1 or 2 connctor including CCS, NACS, or CHAdeMO | Eaton | CT40##-GW1-*****##-ETN | CT4000 | AC | 7.2 | CT4000 family, NA, AC Station, 1 or 2 x Type 1 Cable, 30A, 1-Phase, 18' or 23' Cable, 6' or 8' Cable Management Kit, Pedestal or Wall Mount, 5.7" Display, Contactless Credit Card and RFID Reader
Eaton | EXPP-PL20##-ETN | Express Plus 2000 | DC | 500 | Express Plus system includes Power Block, Power Modules, and Power Link 2000 series; Each Power Link Dispenser can include 1 or 2 connctor including CCS, NACS, or CHAdeMO | Eaton | EXPP-PL20##-CHIP-ETN | Express Plus 2000 | DC | 500 | [CHIP sku]Express Plus system includes Power Block, Power Modules, and Power Link 2000 series; Each Power Link Dispenser can include 1 or 2 connctor including CCS, NACS, or CHAdeMO
Eaton | EXPP-PL20##-FHWA-ETN | Express Plus 2000 | DC | 500 | [FHWA sku] Express Plus system includes Power Block, Power Modules, and Power Link 2000 series; Each Power Link Dispenser can include 1 or 2 connctor including CCS, NACS, or CHAdeMO | Eaton | EXPP-PL20##-ETN | Express Plus 2000 | DC | 500 | Express Plus system includes Power Block, Power Modules, and Power Link 2000 series; Each Power Link Dispenser can include 1 or 2 connctor including CCS, NACS, or CHAdeMO
Eaton | Express Plus 1000 Power Block: CPPB0001***-ETN PM1.5 43-001200-**-ETN EXPP-PL10##*-#*#*#-#*#*#-***-ETN | Express Plus | DC | 500 | Express Plus system includes Power Block, Power Modules, and Power Link 1000 series; Used for Fleet or Commercial. | Eaton | EXPP-PL20##-FHWA-ETN | Express Plus 2000 | DC | 500 | [FHWA sku] Express Plus system includes Power Block, Power Modules, and Power Link 2000 series; Each Power Link Dispenser can include 1 or 2 connctor including CCS, NACS, or CHAdeMO
Eaton | GMDC100-CCSX2 | 100kW CCSX2 | DC | 100 | dual cable | Eaton | Express Plus 1000 Power Block: CPPB0001***-ETN PM1.5 43-001200-**-ETN EXPP-PL10##*-#*#*#-#*#*#-***-ETN | Express Plus | DC | 500 | Express Plus system includes Power Block, Power Modules, and Power Link 1000 series; Used for Fleet or Commercial.
Eaton | GMDC125-CCSX2 | 125kW CCSX2 | DC | 125 | dual cable | Eaton | GMDC100-CCSX2 | 100kW CCSX2 | DC | 100 | dual cable
Eaton | GMDC150-CCS | 150kW CCS | DC | 150 | Single port | Eaton | GMDC125-CCSX2 | 125kW CCSX2 | DC | 125 | dual cable
Eaton | GMDC150-CCSX2 | 150kW CCSX2 | DC | 150 | dual cable | Eaton | GMDC150-CCS | 150kW CCS | DC | 150 | Single port
Eaton | GMDC50-CCS | 50kW CCS | DC | 50 | Single port | Eaton | GMDC150-CCSX2 | 150kW CCSX2 | DC | 150 | dual cable
Eaton | GMDC50-CCSX2 | 50kW CCSX2 | DC | 50 | dual cable | Eaton | GMDC50-CCS | 50kW CCS | DC | 50 | Single port
Eaton | GMDC75-CCSX2 | 75kW CCSX2 | DC | 75 | dual cable | Eaton | GMDC50-CCSX2 | 50kW CCSX2 | DC | 50 | dual cable
Eaton | GMEV32BAB-DC / GMEV32BR-DC / GMEV32BAB-JB / GMEV32BR-JB / GMEV32BR-WC / GMEV32BR-WCPL GMEV32XXX-XXXX | Green Motion EV Charger | AC | 7.7 | 0 | Eaton | GMDC75-CCSX2 | 75kW CCSX2 | DC | 75 | dual cable
Eaton | GMEV40CIE1B-WC/ GMEV40CIC1B-WC | Green Motion EV Charger | AC | 9.6 | 0 | Eaton | GMEV32BAB-DC / GMEV32BR-DC / GMEV32BAB-JB / GMEV32BR-JB / GMEV32BR-WC / GMEV32BR-WCPL GMEV32XXX-XXXX | Green Motion EV Charger | AC | 7.7 | 0
Eaton | GMEV40CME1B-WC/ GMEV40CMC1B-WC/ GMEV40CMX1B-WC | Green Motion EV Charger | AC | 9.6 | 0 | Eaton | GMEV40CIE1B-WC/ GMEV40CIC1B-WC | Green Motion EV Charger | AC | 9.6 | 0
Eaton | GMEV48CMC1-WC | Green Motion Building Pro | AC | 11.5 | Single port. | Eaton | GMEV40CME1B-WC/ GMEV40CMC1B-WC/ GMEV40CMX1B-WC | Green Motion EV Charger | AC | 9.6 | 0
Eaton | GMEV48CME1-WC | Green Motion Building Pro | AC | 11.5 | Single port. | Eaton | GMEV48CMC1-WC | Green Motion Building Pro | AC | 11.5 | Single port.
Eaton | GMEV80CIE1B-WC/ GMEV80CIC1B-WC | Green Motion EV Charger | AC | 19.2 | 0 | Eaton | GMEV48CME1-WC | Green Motion Building Pro | AC | 11.5 | Single port.
Eaton | GMEV80CMC1-WC | Green Motion Fleet Pro | AC | 19.2 | Single port. | Eaton | GMEV80CIE1B-WC/ GMEV80CIC1B-WC | Green Motion EV Charger | AC | 19.2 | 0
Eaton | GMEV80CMC1B-AA | Green Motion EV Charger | AC | 19.2 | AB Phasing/Cellular | Eaton | GMEV80CMC1-WC | Green Motion Fleet Pro | AC | 19.2 | Single port.
Eaton | GMEV80CMC1B-AB | Green Motion EV Charger | AC | 19.2 | BC Phasing/Cellular | Eaton | GMEV80CMC1B-AA | Green Motion EV Charger | AC | 19.2 | AB Phasing/Cellular
Eaton | GMEV80CMC1B-AC | Green Motion EV Charger | AC | 19.2 | CA Phasing/Cellular | Eaton | GMEV80CMC1B-AB | Green Motion EV Charger | AC | 19.2 | BC Phasing/Cellular
Eaton | GMEV80CME1-WC | Green Motion Fleet Pro | AC | 19.2 | Single port. | Eaton | GMEV80CMC1B-AC | Green Motion EV Charger | AC | 19.2 | CA Phasing/Cellular
Eaton | GMEV80CME1B-AA | Green Motion EV Charger | AC | 19.2 | AB Phasing/Wi-Fi | Eaton | GMEV80CME1-WC | Green Motion Fleet Pro | AC | 19.2 | Single port.
Eaton | GMEV80CME1B-AB | Green Motion EV Charger | AC | 19.2 | BC Phasing/Wi-Fi | Eaton | GMEV80CME1B-AA | Green Motion EV Charger | AC | 19.2 | AB Phasing/Wi-Fi
Eaton | GMEV80CME1B-AC | Green Motion EV Charger | AC | 19.2 | CA Phasing/Wi-Fi | Eaton | GMEV80CME1B-AB | Green Motion EV Charger | AC | 19.2 | BC Phasing/Wi-Fi
Eaton | GMEV80CME1B-WC/ GMEV80CMC1B-WC/ GMEV80CMX1B-WC | Green Motion EV Charger | AC | 19.2 | 0 | Eaton | GMEV80CME1B-AC | Green Motion EV Charger | AC | 19.2 | CA Phasing/Wi-Fi
EFACEC | HV160 | Ultra Fast Charging Station | DC | 160 | Vetted with non-liquid cooled cables. | Eaton | GMEV80CME1B-WC/ GMEV80CMC1B-WC/ GMEV80CMX1B-WC | Green Motion EV Charger | AC | 19.2 | 0
EFACEC | HV175 | Ultra Fast Charging Station | DC | 160 | Vetted with non-liquid cooled cables. | EFACEC | HV160 | Ultra Fast Charging Station | DC | 160 | Vetted with non-liquid cooled cables.
EFACEC | Public Charger | Public Charger | AC | 7.2 | Dual Port, Standalone network capability | EFACEC | HV175 | Ultra Fast Charging Station | DC | 160 | Vetted with non-liquid cooled cables.
EFACEC | Public Charger | Public Charger | AC | 7.2 | Single Port, Standalone network capability | EFACEC | Public Charger | Public Charger | AC | 7.2 | Dual Port, Standalone network capability
EFACEC | QC20 | Quick Charging Station | DC | 25 | 1x CCS1 connector 1x CHAdeMO connector | EFACEC | Public Charger | Public Charger | AC | 7.2 | Single Port, Standalone network capability
EFACEC | QC45 | Quick Charging Station | DC | 50 | 1x CCS1 connector 1x CHAdeMO connector | EFACEC | QC20 | Quick Charging Station | DC | 25 | 1x CCS1 connector 1x CHAdeMO connector
Ekoenergetyka | AXE-S2A7-66XX4XXXX, AXE-S2A7-65XX4XXXX | Axon Easy 120 | DC | 120 | Dual port. | EFACEC | QC45 | Quick Charging Station | DC | 50 | 1x CCS1 connector 1x CHAdeMO connector
Ekoenergetyka | AXE-S2A8-60XX4XXXX, AXE-S2A8-06XX4XXXX, AXE-S2A8-50XX4XXXX, AXE-S2A8-05XX4XXXX | Axon Easy 150 | DC | 150 | Dual port. | Ekoenergetyka | AXE-S2A7-66XX4XXXX, AXE-S2A7-65XX4XXXX | Axon Easy 120 | DC | 120 | Dual port.
Ekoenergetyka | AXE-S2B0-65XX4XXXX, AXE-S2B0-66XX4XXXX | Axon Easy 180 | DC | 180 | Dual port. | Ekoenergetyka | AXE-S2A8-60XX4XXXX, AXE-S2A8-06XX4XXXX, AXE-S2A8-50XX4XXXX, AXE-S2A8-05XX4XXXX | Axon Easy 150 | DC | 150 | Dual port.
Electric Avenue | 0 | Watti Direct 60 | DC | 60 | 0 | Ekoenergetyka | AXE-S2B0-65XX4XXXX, AXE-S2B0-66XX4XXXX | Axon Easy 180 | DC | 180 | Dual port.
Electric Avenue | 0 | Watti Direct 120 | DC | 120 | 0 | Electric Avenue | 0 | Watti Direct 60 | DC | 60 | 0
Electric Avenue | 0 | Watti Direct 180 | DC | 180 | 0 | Electric Avenue | 0 | Watti Direct 120 | DC | 120 | 0
Electric Avenue | 0 | Watti Direct 360 | DC | 360 | 0 | Electric Avenue | 0 | Watti Direct 180 | DC | 180 | 0
Electric Era | FC200K-##-## | PowerNode Charging Station | DC | 400 | 2 port DCFC (CCS, NACS, or CHAdeMO) with integrated 220kWh battery system capable of discharging 125kW or 233kW of power | Electric Avenue | 0 | Watti Direct 360 | DC | 360 | 0
Electrify America | HPC350K-PS | Electric Vehicle Charging Station | DC | 350 | 1x CCS1 connector 1x CHAdeMO connector Vetted dispensers are HDP350K-NCM2, HDP350K-NCM-G4 | Electric Era | FC200K-##-## | PowerNode Charging Station | DC | 400 | 2 port DCFC (CCS, NACS, or CHAdeMO) with integrated 220kWh battery system capable of discharging 125kW or 233kW of power
Electron Charger | EC-EVC-L2-19KW-G2 | EC-EVC-L2-19KW-G2 | AC | 19.2 | Single port, 19.2kW, 208-240VAC, AC, LVL 2 Charger | Electrify America | HPC350K-PS | Electric Vehicle Charging Station | DC | 350 | 1x CCS1 connector 1x CHAdeMO connector Vetted dispensers are HDP350K-NCM2, HDP350K-NCM-G4
Electron Charger | EC-EVC-L2-D19KW-G1 | EC-EVC-L2-D19KW-G1 | AC | 19.2 | Dual port, 19.2kW, 208-240VAC, AC, LVL 2 Charger | Electron Charger | EC-EVC-L2-19KW-G2 | EC-EVC-L2-19KW-G2 | AC | 19.2 | Single port, 19.2kW, 208-240VAC, AC, LVL 2 Charger
Electron Charger | EC-EVC-L3-D120KW-G2 | EC-EVC-L3-D120KW-G2 | DC | 120 | Dual port, 120kW, 480VAC, DC, LVL 3 Charger | Electron Charger | EC-EVC-L2-D19KW-G1 | EC-EVC-L2-D19KW-G1 | AC | 19.2 | Dual port, 19.2kW, 208-240VAC, AC, LVL 2 Charger
Electron Charger | EC-EVC-L3-D60KW-G3 | EC-EVC-L3-D60KW-G3 | DC | 60 | Dual port, 60kW, 480VAC, DC, LVL 3 Charger | Electron Charger | EC-EVC-L3-D120KW-G2 | EC-EVC-L3-D120KW-G2 | DC | 120 | Dual port, 120kW, 480VAC, DC, LVL 3 Charger
Electron Charger | EC-EVC-L3-D240KW-G2 | EC-EVC-L3-D240KW-G2 | DC | 240 | Dual port, 240kW, 480VAC, DC, LVL 3 Charger | Electron Charger | EC-EVC-L3-D60KW-G3 | EC-EVC-L3-D60KW-G3 | DC | 60 | Dual port, 60kW, 480VAC, DC, LVL 3 Charger
Electron Charger | EC-EVC-L2-11KW-G2 | EC-EVC-L2-11KW-G2 | AC | 11.5 | Single Port, 11.5KW, 208-240VAC, AC, LVL 2 Charger | Electron Charger | EC-EVC-L3-D240KW-G2 | EC-EVC-L3-D240KW-G2 | DC | 240 | Dual port, 240kW, 480VAC, DC, LVL 3 Charger
Elinta Charge, UAB | CC-M2-USA-COM-PAY | CityCharge Mini2 | AC | 9.6 | Dual port. All-In-One Dual Charging System, Standalone, Spiral Cable, Network Capable EVSE, Optional Credit Card Reader. | Electron Charger | EC-EVC-L2-11KW-G2 | EC-EVC-L2-11KW-G2 | AC | 11.5 | Single Port, 11.5KW, 208-240VAC, AC, LVL 2 Charger
Elinta Charge, UAB | CC-V2-USA-COM-PAY | CityCharge V2 | AC | 9.6 | Dual port. All-In-One Dual Charging System, Standalone, Spiral Cable, Network Capable EVSE, Optional Credit Card Reader. | Elinta Charge, UAB | CC-M2-USA-COM-PAY | CityCharge Mini2 | AC | 9.6 | Dual port. All-In-One Dual Charging System, Standalone, Spiral Cable, Network Capable EVSE, Optional Credit Card Reader.
Emporia | EMEVSE1 | EV Charger | AC | 11.52 | 0 | Elinta Charge, UAB | CC-V2-USA-COM-PAY | CityCharge V2 | AC | 9.6 | Dual port. All-In-One Dual Charging System, Standalone, Spiral Cable, Network Capable EVSE, Optional Credit Card Reader.
EnergiSpot | ATLEU2-50AAS | Level 2 AC Charger | AC | 12 | Single port per unit, when configured as a dual unit on a single pedestal, each charger delivers their perscribed max output rating - never splitting power on a simutaneous charging session. | Emporia | EMEVSE1 | EV Charger | AC | 11.52 | 0
EnergiSpot | ATLEU2-80AAS | Level 2 AC Charger | AC | 19.2 | Single port per unit, when configured as a dual unit on a single pedestal, each charger delivers their perscribed max output rating - never splitting power on a simutaneous charging session. | EnergiSpot | ATLEU2-50AAS | Level 2 AC Charger | AC | 12 | Single port per unit, when configured as a dual unit on a single pedestal, each charger delivers their perscribed max output rating - never splitting power on a simutaneous charging session.
EnergiSpot | ATLUE2-32AAS | Level 2 AC Charger | AC | 7.7 | Single port per unit, when configured as a dual unit on a single pedestal, each charger delivers their perscribed max output rating - never splitting power on a simutaneous charging session. | EnergiSpot | ATLEU2-80AAS | Level 2 AC Charger | AC | 19.2 | Single port per unit, when configured as a dual unit on a single pedestal, each charger delivers their perscribed max output rating - never splitting power on a simutaneous charging session.
EnergiSpot | DAPUE1-W40S1 | NRG 40kW - DC Fast Charger | DC | 40 | All-in-one design. Separate power cabinet is not required | EnergiSpot | ATLUE2-32AAS | Level 2 AC Charger | AC | 7.7 | Single port per unit, when configured as a dual unit on a single pedestal, each charger delivers their perscribed max output rating - never splitting power on a simutaneous charging session.
EnergiSpot | DSPUE1-180 (T), DSPUE1-180 (P) | NRG 180 - DC DC Super Fast Charger | DC | 180 | Dual terminal configuration, 1 port per terminal, includes separate power cabinet | EnergiSpot | DAPUE1-W40S1 | NRG 40kW - DC Fast Charger | DC | 40 | All-in-one design. Separate power cabinet is not required
EnergiSpot | DSPUE1-350 (T), DSPUE1-350 (P) | NRG 350 - DC Ultra Fast Charger | DC | 350 | Dual terminal configuration, 1 port per terminal, includes separate power cabinet | EnergiSpot | DSPUE1-180 (T), DSPUE1-180 (P) | NRG 180 - DC DC Super Fast Charger | DC | 180 | Dual terminal configuration, 1 port per terminal, includes separate power cabinet
ENERGY5 | IC3-32A-H-A | ENERGY5 PowerPump (IC3) | AC | 7.6 | Single port. | EnergiSpot | DSPUE1-350 (T), DSPUE1-350 (P) | NRG 350 - DC Ultra Fast Charger | DC | 350 | Dual terminal configuration, 1 port per terminal, includes separate power cabinet
ENERGY5 | SC3-32A-H | ENERGY5 PowerPump (SC3) | AC | 7.6 | Single port. | ENERGY5 | IC3-32A-H-A | ENERGY5 PowerPump (IC3) | AC | 7.6 | Single port.
Enphase | CS-100 | ClipperCreek CS-100 | AC | 19.2 | Single port, Must acquire Gateway for network connectivity | ENERGY5 | SC3-32A-H | ENERGY5 PowerPump (SC3) | AC | 7.6 | Single port.
Enphase | HCS-40 | EV Charger | AC | 7.7 | Single port, Must acquire Gateway for network connectivity | Enphase | CS-100 | ClipperCreek CS-100 | AC | 19.2 | Single port, Must acquire Gateway for network connectivity
Enphase | HCS-50 | EV Charger | AC | 9.6 | Single port, Must acquire Gateway for network connectivity | Enphase | HCS-40 | EV Charger | AC | 7.7 | Single port, Must acquire Gateway for network connectivity
Enphase | HCS-60 | EV Charger | AC | 11.5 | Single port, Must acquire Gateway for network connectivity | Enphase | HCS-50 | EV Charger | AC | 9.6 | Single port, Must acquire Gateway for network connectivity
Enphase | HCS-80 | EV Charger | AC | 15.4 | Single port, Must acquire Gateway for network connectivity | Enphase | HCS-60 | EV Charger | AC | 11.5 | Single port, Must acquire Gateway for network connectivity
Enphase | LCS-25 | EV Charger | AC | 4.8 | Single port, Must acquire Gateway for network connectivity | Enphase | HCS-80 | EV Charger | AC | 15.4 | Single port, Must acquire Gateway for network connectivity
Enphase | Zeal-32A | HCS-40 | AC | 7.7 | Single port, Must acquire Gateway for network connectivity | Enphase | LCS-25 | EV Charger | AC | 4.8 | Single port, Must acquire Gateway for network connectivity
EO Charging | EA000-LE-BLK | Genius | AC | 19.2 | Single Port, Standalone network capability | Enphase | Zeal-32A | HCS-40 | AC | 7.7 | Single port, Must acquire Gateway for network connectivity
Epic Charging | EC48-AC | Epic48 | AC | 11.5 | Single Port, Standalone network capability | EO Charging | EA000-LE-BLK | Genius | AC | 19.2 | Single Port, Standalone network capability
Epic Charging | EC80-AC | Epic80 | AC | 19.2 | Single Port, Standalone network capability | Epic Charging | EC48-AC | Epic48 | AC | 11.5 | Single Port, Standalone network capability
Epic Charging | ECB48-AC | Epic48 | AC | 11.5 | Single Port, Standalone network capability | Epic Charging | EC80-AC | Epic80 | AC | 19.2 | Single Port, Standalone network capability
Epic Charging | ECB80-AC | Epic80 | AC | 19.2 | Single Port, Standalone network capability | Epic Charging | ECB48-AC | Epic48 | AC | 11.5 | Single Port, Standalone network capability
iENERGIE360 US INC. dba. Injet | iNSCDA120K1 | Ampax | DC | 120 | Dual port. | Epic Charging | ECB80-AC | Epic80 | AC | 19.2 | Single Port, Standalone network capability
iENERGIE360 US INC. dba. Injet | iNSCDA150K1 | Ampax | DC | 150 | Dual port. | iENERGIE360 US INC. dba. Injet | iNSCDA120K1 | Ampax | DC | 120 | Dual port.
iENERGIE360 US INC. dba. Injet | iNSCDA180K1 | Ampax | DC | 180 | Dual port. | iENERGIE360 US INC. dba. Injet | iNSCDA150K1 | Ampax | DC | 150 | Dual port.
iENERGIE360 US INC. dba. Injet | iNSCDA240K1 | Ampax | DC | 240 | Dual port. | iENERGIE360 US INC. dba. Injet | iNSCDA180K1 | Ampax | DC | 180 | Dual port.
Espen | EVC/A16 | EVC/A16 | AC | 3.8 | Single port. | iENERGIE360 US INC. dba. Injet | iNSCDA240K1 | Ampax | DC | 240 | Dual port.
Espen | EVC/A32 | EVC/A32 | AC | 7.6 | Single port. | Espen | EVC/A16 | EVC/A16 | AC | 3.8 | Single port.
Espen | EVC/A40 | EVC/A40 | AC | 9.6 | Single port. | Espen | EVC/A32 | EVC/A32 | AC | 7.6 | Single port.
Espen | EVC/A48 | EVC/A48 | AC | 11.5 | Single port. | Espen | EVC/A40 | EVC/A40 | AC | 9.6 | Single port.
Espen | EVC/A48X2 | EVC/A48X2 | AC | 11.5 | Dual port. | Espen | EVC/A48 | EVC/A48 | AC | 11.5 | Single port.
Espen | EVC/A48S | EVC/A48S | AC | 11.5 | Single port. | Espen | EVC/A48X2 | EVC/A48X2 | AC | 11.5 | Dual port.
Espen | EVC/A48SX2 | EVC/A48SX2 | AC | 11.5 | Dual Port | Espen | EVC/A48S | EVC/A48S | AC | 11.5 | Single port.
Espen | EVC/A80 | EVC/A80 | AC | 19.2 | Single port. | Espen | EVC/A48SX2 | EVC/A48SX2 | AC | 11.5 | Dual Port
Espen | EVC/A80S | EVC/A80S | AC | 19.2 | Single port. | Espen | EVC/A80 | EVC/A80 | AC | 19.2 | Single port.
Espen | EVC/D030/S### | EVC/D030/S### | DC | 30 | 1x CCS1 connector 1x CHAdeMO connector | Espen | EVC/A80S | EVC/A80S | AC | 19.2 | Single port.
Espen | EVC/D040P/S### | EVC/D040P/S### | DC | 40 | Dual port.CCS1, NACS ,CHAdeMO (Optional). | Espen | EVC/D030/S### | EVC/D030/S### | DC | 30 | 1x CCS1 connector 1x CHAdeMO connector
Espen | EVC/D060/S### | EVC/D060/S### | DC | 60 | 1x CCS1 connector 1x CHAdeMO connector | Espen | EVC/D040P/S### | EVC/D040P/S### | DC | 40 | Dual port.CCS1, NACS ,CHAdeMO (Optional).
Espen | EVC/D060P/S### | EVC/D060P/S### | DC | 60 | Dual port.CCS1, NACS ,CHAdeMO (Optional). | Espen | EVC/D060/S### | EVC/D060/S### | DC | 60 | 1x CCS1 connector 1x CHAdeMO connector
Espen | EVC/D120/S### | EVC/D120/S### | DC | 120 | 1x CCS1 connector 1x CHAdeMO connector | Espen | EVC/D060P/S### | EVC/D060P/S### | DC | 60 | Dual port.CCS1, NACS ,CHAdeMO (Optional).
Espen | EVC/D180/S### | EVC/D180/S### | DC | 180 | 1x CCS1 connector 1x CHAdeMO connector; OCA Full and Security certificates under software version V1.00 | Espen | EVC/D120/S### | EVC/D120/S### | DC | 120 | 1x CCS1 connector 1x CHAdeMO connector
Espen | EVC/D360/S### | EVC/D360/S### | DC | 360 | Power Cabinet. 1x CCS1 connector or 1x CHAdeMO connector. Vetted dispensers are DDWU362T0TE2PN- RW DDWU362T0TE2N7-RW, DDWU362V00E2N7-RW DDWU362U0UE2PN-RW, DDWU362U0UE2N7-RW, DDWU362K0TE2PN-RW, DDWU362K0TE2N7-RW, DDWU362K0UE2PN-RW, DDWU362K0UE2N7-RW, DDWU362G00E2PN-RW, DDWU362G00E2N7-RW, DDWU362K00E2PN-RW, DDWU362K00E2N7-RW, DDWU362U00E2PN-RW, DDWU362U00E2N7-RW, DDWU362T00E2PN-RW, DDWU362T00E2N7-RW, DDWU362V0UE2PN-RW, DDWU362V0UE2N7-RW, DDWU362V0KE2PN-RW, DDWU362V0KE2N7-RW, DDWU362V0TE2PN-RW, DDWU362V0TE2N7-RW, DDWU362V00E2PN-RW. | Espen | EVC/D180/S### | EVC/D180/S### | DC | 180 | 1x CCS1 connector 1x CHAdeMO connector; OCA Full and Security certificates under software version V1.00
EVBar | Atlas D160-US | Atlas D160-US | DC | 160 | Dual port. 160kW DCFC | Espen | EVC/D360/S### | EVC/D360/S### | DC | 360 | Power Cabinet. 1x CCS1 connector or 1x CHAdeMO connector. Vetted dispensers are DDWU362T0TE2PN- RW DDWU362T0TE2N7-RW, DDWU362V00E2N7-RW DDWU362U0UE2PN-RW, DDWU362U0UE2N7-RW, DDWU362K0TE2PN-RW, DDWU362K0TE2N7-RW, DDWU362K0UE2PN-RW, DDWU362K0UE2N7-RW, DDWU362G00E2PN-RW, DDWU362G00E2N7-RW, DDWU362K00E2PN-RW, DDWU362K00E2N7-RW, DDWU362U00E2PN-RW, DDWU362U00E2N7-RW, DDWU362T00E2PN-RW, DDWU362T00E2N7-RW, DDWU362V0UE2PN-RW, DDWU362V0UE2N7-RW, DDWU362V0KE2PN-RW, DDWU362V0KE2N7-RW, DDWU362V0TE2PN-RW, DDWU362V0TE2N7-RW, DDWU362V00E2PN-RW.
EVBolt | Asterope 36 | Asterope 36 | DC | 360 | Power Cabinet. 1x CCS1 connector or 1x CHAdeMO connector. Vetted dispensers are DDWU362T0TE2PN- RW DDWU362T0TE2N7-RW, DDWU362V00E2N7-RW DDWU362U0UE2PN-RW, DDWU362U0UE2N7-RW, DDWU362K0TE2PN-RW, DDWU362K0TE2N7-RW, DDWU362K0UE2PN-RW, DDWU362K0UE2N7-RW, DDWU362G00E2PN-RW, DDWU362G00E2N7-RW, DDWU362K00E2PN-RW, DDWU362K00E2N7-RW, DDWU362U00E2PN-RW, DDWU362U00E2N7-RW, DDWU362T00E2PN-RW, DDWU362T00E2N7-RW, DDWU362V0UE2PN-RW, DDWU362V0UE2N7-RW, DDWU362V0KE2PN-RW, DDWU362V0KE2N7-RW, DDWU362V0TE2PN-RW, DDWU362V0TE2N7-RW, DDWU362V00E2PN-RW. | EVBar | Atlas D160-US | Atlas D160-US | DC | 160 | Dual port. 160kW DCFC
EVBolt | Classic 11 | Classic 11 | AC | 11 | Single Port, Standalone network capability | EVBolt | Asterope 36 | Asterope 36 | DC | 360 | Power Cabinet. 1x CCS1 connector or 1x CHAdeMO connector. Vetted dispensers are DDWU362T0TE2PN- RW DDWU362T0TE2N7-RW, DDWU362V00E2N7-RW DDWU362U0UE2PN-RW, DDWU362U0UE2N7-RW, DDWU362K0TE2PN-RW, DDWU362K0TE2N7-RW, DDWU362K0UE2PN-RW, DDWU362K0UE2N7-RW, DDWU362G00E2PN-RW, DDWU362G00E2N7-RW, DDWU362K00E2PN-RW, DDWU362K00E2N7-RW, DDWU362U00E2PN-RW, DDWU362U00E2N7-RW, DDWU362T00E2PN-RW, DDWU362T00E2N7-RW, DDWU362V0UE2PN-RW, DDWU362V0UE2N7-RW, DDWU362V0KE2PN-RW, DDWU362V0KE2N7-RW, DDWU362V0TE2PN-RW, DDWU362V0TE2N7-RW, DDWU362V00E2PN-RW.
EVBolt | EVB-AC-PAW | Classic 7 | AC | 7.7 | Single Port, Standalone network capability | EVBolt | Classic 11 | Classic 11 | AC | 11 | Single Port, Standalone network capability
EVBolt | EVB-AC-PAX11 | Prestige II | AC | 11 | Single Port, Standalone network capability | EVBolt | EVB-AC-PAW | Classic 7 | AC | 7.7 | Single Port, Standalone network capability
EVBolt | EVB-AC-PAX19 | Prestige 19 | AC | 19.1 | Single Port, Standalone network capability | EVBolt | EVB-AC-PAX11 | Prestige II | AC | 11 | Single Port, Standalone network capability
EVBolt | EVB-DC-PS120 | Asterope 12 | DC | 120 | 1x CCS1 connector and 1x CHAdeMO connector or 2x CCS1 connectors. | EVBolt | EVB-AC-PAX19 | Prestige 19 | AC | 19.1 | Single Port, Standalone network capability
EVBolt | EVB-DC-PS180 | Asterope 18 | DC | 180 | 1x CCS1 connector 1x CHAdeMO connector | EVBolt | EVB-DC-PS120 | Asterope 12 | DC | 120 | 1x CCS1 connector and 1x CHAdeMO connector or 2x CCS1 connectors.
EVBolt | EVB-DC-PS30 | Asterope 3 | DC | 30 | 1x CCS1 connector 1x CHAdeMO connector | EVBolt | EVB-DC-PS180 | Asterope 18 | DC | 180 | 1x CCS1 connector 1x CHAdeMO connector
EVBolt | EVB-DC-PS60 | Asterope 6 | DC | 60 | 1x CCS1 connector 1x CHAdeMO connector | EVBolt | EVB-DC-PS30 | Asterope 3 | DC | 30 | 1x CCS1 connector 1x CHAdeMO connector
EVBolt | EVB-DC-PS90 | Asterope 9 | DC | 90 | 1x CCS1 connector 1x CHAdeMO connector | EVBolt | EVB-DC-PS60 | Asterope 6 | DC | 60 | 1x CCS1 connector 1x CHAdeMO connector
EVBox | Iqon IQ2303-###### | Iqon | AC | 7.2 | Dual Port , Standalone network capability | EVBolt | EVB-DC-PS90 | Asterope 9 | DC | 90 | 1x CCS1 connector 1x CHAdeMO connector
EVBox | Troniq Modular | Troniq Modular | DC | 240 | 2 Ports | EVBox | Iqon IQ2303-###### | Iqon | AC | 7.2 | Dual Port , Standalone network capability
EVCHRON | iM2C-19.2KA | iM2C-19.2KA | AC | 19.2 | 0 | EVBox | Troniq Modular | Troniq Modular | DC | 240 | 2 Ports
EVCHRON | iM3C-09K6A | iM3C-09K6A | AC | 9.6 | 0 | EVCHRON | iM2C-19.2KA | iM2C-19.2KA | AC | 19.2 | 0
EVCHRON | iM3C-11K5A | iM3C-11K5A | AC | 11.5 | 0 | EVCHRON | iM3C-09K6A | iM3C-09K6A | AC | 9.6 | 0
EVCHRON | iM3C-15K6A | iM3C-15K6A | AC | 15.6 | 0 | EVCHRON | iM3C-11K5A | iM3C-11K5A | AC | 11.5 | 0
EverCharge | E800-1017-01 | DCFC 240kW Power Cabinet | DC | 240 | OCA Full and Security certificates under software version 1.2009.0 (alternate company name on OCA cert - Wanbang Digital Energy Co., Ltd.) | EVCHRON | iM3C-15K6A | iM3C-15K6A | AC | 15.6 | 0
EverCharge | E800-1029-01 | DCFC 240kW Power Dispenser, w/Dual 200A CCS1 | DC | 240 | OCA Full and Security certificates under software version 1.2009.0 (alternate company name on OCA cert - Wanbang Digital Energy Co., Ltd.) | EverCharge | E800-1017-01 | DCFC 240kW Power Cabinet | DC | 240 | OCA Full and Security certificates under software version 1.2009.0 (alternate company name on OCA cert - Wanbang Digital Energy Co., Ltd.)
EverCharge | E800-1036-01 | DCFC 30kW w/CCS1 Connector, Wall Mounted | DC | 30 | 0 | EverCharge | E800-1029-01 | DCFC 240kW Power Dispenser, w/Dual 200A CCS1 | DC | 240 | OCA Full and Security certificates under software version 1.2009.0 (alternate company name on OCA cert - Wanbang Digital Energy Co., Ltd.)
EverCharge | E800-1040-01 | DCFC 180kW All-in-One, w Dual CCS1 | DC | 180 | 0 | EverCharge | E800-1036-01 | DCFC 30kW w/CCS1 Connector, Wall Mounted | DC | 30 | 0
EverCharge | E800-1042-01 | DCFC 320kW All-in-One, w/ Dual CCS1 | DC | 320 | Dual port. | EverCharge | E800-1040-01 | DCFC 180kW All-in-One, w Dual CCS1 | DC | 180 | 0
EverCharge | EV002-48,E800-1000 | EV02 | AC | 11.52 | Single Port, Standalone network capability | EverCharge | E800-1042-01 | DCFC 320kW All-in-One, w/ Dual CCS1 | DC | 320 | Dual port.
EverCharge | EV002-48,E800-1000-32A | EV02 | AC | 7.68 | Single Port, Standalone network capability | EverCharge | EV002-48,E800-1000 | EV02 | AC | 11.52 | Single Port, Standalone network capability
EverCharge | EV002-48,E800-1000-40A | EV02 | AC | 8.3 | Single Port, Standalone network capability | EverCharge | EV002-48,E800-1000-32A | EV02 | AC | 7.68 | Single Port, Standalone network capability
EverCharge | EV002-80,E800-1001 | EV02 | AC | 19.2 | Single Port, Standalone network capability | EverCharge | EV002-48,E800-1000-40A | EV02 | AC | 8.3 | Single Port, Standalone network capability
EverCharge | EV002-80,E800-1001-40A | EV02 | AC | 8.3 | Single Port, Standalone network capability | EverCharge | EV002-80,E800-1001 | EV02 | AC | 19.2 | Single Port, Standalone network capability
EVGateway | EGW-#C-32-# | 0 | AC | 7.7 | 0 | EverCharge | EV002-80,E800-1001-40A | EV02 | AC | 8.3 | Single Port, Standalone network capability
EVGateway | EGW-#C-40-# | 0 | AC | 9.6 | 0 | EVGateway | EGW-#C-32-# | 0 | AC | 7.7 | 0
EVGateway | EGW-#C-48-# | 0 | AC | 11.5 | 0 | EVGateway | EGW-#C-40-# | 0 | AC | 9.6 | 0
EVGateway | EGW-EX-1193-# | 0 | AC | 19.2 | 0 | EVGateway | EGW-#C-48-# | 0 | AC | 11.5 | 0
EVmode | EVM2000-EVM101U | EVM2000 | AC | 11.5 | Single port. | EVGateway | EGW-EX-1193-# | 0 | AC | 19.2 | 0
EvoCharge | EVC5001#### | EVC5001#### | AC | 12 | Single port. | EVIQO | J1772 plug in 40A (gen 2.1) | EVIPOWER | AC | 9.6 | 0
EvoCharge | EVC5002XYYY | EVC50 | AC | 12 | Single port. | EVIQO | J1772 hardwired 48A (gen 2.1) | EVIPOWER | AC | 11.5 | 0
EvoCharge | EVC5003XYYY | EVC50 LTE | AC | 12 | Single port. | EVIQO | Nacs plug in 40A (gen 2.1) | EVIPOWER | AC | 9.6 | 0
EvoCharge | EVO32-310-001 | iEVSE Plus 32 | AC | 7.7 | Single Port, Standalone network capability | EVIQO | Nacs hardwired 48A (gen 2.1) | EVIPOWER | AC | 11.5 | 0
EvoCharge | EVO32-310-002 | iEVSE Plus 32 | AC | 7.7 | Dual Port, Standalone network capability | EVIQO | AC 40A | UN2-A40T | AC | 9.6 | 0
EvoCharge | EVO32-320-001 | iEVSE 32 | AC | 7.7 | Single Port, Standalone network capability | EVIQO | AC 48A | UN2-A48T | AC | 11.5 | 0
EvoCharge | EVO32-320-002 | iEVSE 32 | AC | 7.7 | Dual Port, Standalone network capability | EVIQO | AC 80A | UN2-A80T | AC | 19.2 | 0
EvoCharge | EVO80-###-### | MAX80 | AC | 19.2 | 0 | EVIQO | AC 40A | UN2-A40N | AC | 9.6 | 0
EvoCharge | W1-1962-#### | iEVSE | AC | 9.6 | 0 | EVIQO | AC 48A | UN2-A48N | AC | 11.5 | 0
EVPassport | C6AM150XX | C6AM150XX | DC | 150 | Standalone DCFC, no HPC needed, runs off its own power | EVIQO | AC 80A | UN2-A80N | AC | 19.2 | 0
EVPassport | C6AM90XX | C6AM90XX | DC | 95 | Runs on 208 3P power, standalone DCFC | EVIQO | AC 40A | UN2Pro-A40T | AC | 9.6 | 0
EVPassport | Elaine Charger | Elaine | DC | 30 | 0 | EVIQO | AC 48A | UN2Pro-A48T | AC | 11.5 | 0
EVPassport | Ezra Charger | Ezra | AC | 7.7 | Single Port, Standalone network capability NRTL listed as Phihong AWLU770001 | EVIQO | AC 80A | UN2Pro-A80T | AC | 19.2 | 0
EVPassport | Howard Charger | Howard | AC | 19.2 | Single Port, Standalone network capability NRTL listed as ioTecha CCS-ACL2 | EVIQO | AC 40A | UN2Pro-A40N | AC | 9.6 | 0
EVPassport | Larry Charger | Larry | DC | 60 | 0 | EVIQO | AC 48A | UN2Pro-A48N | AC | 11.5 | 0
EVPassport | Rosa Charger | Rosa | AC | 11 | Single Port, Standalone network capability | EVIQO | AC 80A | UN2Pro-A80N | AC | 19.2 | 0
EVPassport | Ruth Charger | Ruth | DC | 120 | 0 | EVmode | EVM2000-EVM101U | EVM2000 | AC | 11.5 | Single port.
EVPassport | Zues Charger | Zeus | DC | 180 | 0 | EvoCharge | EVC5001#### | EVC5001#### | AC | 12 | Single port.
EVRange | AC1-1-32-11 | AC Power Pro Commercial 32A | AC | 7.7 | Single Port | EvoCharge | EVC5002XYYY | EVC50 | AC | 12 | Single port.
EVRange | AC1-1-32-21 | AC Power Pro Professional 32A | AC | 7.7 | Single Port | EvoCharge | EVC5003XYYY | EVC50 LTE | AC | 12 | Single port.
EVRange | AC1-1-40-11 | AC Power Pro Commercial 40A | AC | 9.6 | Single Port | EvoCharge | EVO32-310-001 | iEVSE Plus 32 | AC | 7.7 | Single Port, Standalone network capability
EVRange | AC1-1-40-21 | AC Power Pro Professional 40A | AC | 9.6 | Single Port | EvoCharge | EVO32-310-002 | iEVSE Plus 32 | AC | 7.7 | Dual Port, Standalone network capability
EVSE LLC | 3703 | ChargeWorks EV Charger | AC | 9.6 | Single port, Must acquire Gateway for network connectivity | EvoCharge | EVO32-320-001 | iEVSE 32 | AC | 7.7 | Single Port, Standalone network capability
EVSE LLC | 3722 | EVSE Garage Overhead Charger | AC | 9.6 | Single port, Must acquire Gateway for network connectivity | EvoCharge | EVO32-320-002 | iEVSE 32 | AC | 7.7 | Dual Port, Standalone network capability
EVSE LLC | 3704 REV G | AutoCoil EV Charger | AC | 9.6 | Single port, Must acquire Gateway for network connectivity | EvoCharge | EVO80-###-### | MAX80 | AC | 19.2 | 0
EVSE LLC | 3704-002 REV G | AutoCoil EV Charger | AC | 9.6 | Single port, Must acquire Gateway for network connectivity | EvoCharge | W1-1962-#### | iEVSE | AC | 9.6 | 0
EVSIS | JC-94F2-350-0T5 | DC Charger 350kW | DC | 350 | Dual port. CCS / NACS(Optional), OCPP 2.0.1 will be supported | EVPassport | C6AM150XX | C6AM150XX | DC | 150 | Standalone DCFC, no HPC needed, runs off its own power
EVSIS | JC-94F2-400-0T5 | DC Charger 400kW | DC | 400 | Dual port. CCS / NACS(Optional), OCPP 2.0.1 will be supported | EVPassport | C6AM90XX | C6AM90XX | DC | 95 | Runs on 208 3P power, standalone DCFC
EVSIS | JC-9932-100-CT | DC Charger 100kW | DC | 100 | CCS/CHAdeMO (optional), OCPP 2.0.1 will be supported | EVPassport | Elaine Charger | Elaine | DC | 30 | 0
EVSIS | JC-9932-180-CT | DC Charger 180kW | DC | 180 | Dual port. CCS / NACS(Optional), OCPP 2.0.1 will be supported | EVPassport | Ezra Charger | Ezra | AC | 7.7 | Single Port, Standalone network capability NRTL listed as Phihong AWLU770001
EVSIS | JC-9932-240-CT | DC Charger 240kW | DC | 240 | Dual port. CCS / NACS(Optional), OCPP 2.0.1 will be supported | EVPassport | Howard Charger | Howard | AC | 19.2 | Single Port, Standalone network capability NRTL listed as ioTecha CCS-ACL2
EVSIS | JC-9A31-30-CT | DC Charger 30kW | DC | 30 | CCS/OCPP 2.0.1 will be supported | EVPassport | Larry Charger | Larry | DC | 60 | 0
FLO | CoRe+ MAX | CoRe+™ MAX | AC | 19.2 | Single Port | EVPassport | Rosa Charger | Rosa | AC | 11 | Single Port, Standalone network capability
FLO | CoRe+ STD 21 FT | CoRe+™ | AC | 7.2 | Dual Port , Standalone network capability | EVPassport | Ruth Charger | Ruth | DC | 120 | 0
FLO | FLO Home X5 Carbone | FLO Home™ X5 | AC | 7.2 | Single Port, Standalone network capability | EVPassport | Zues Charger | Zeus | DC | 180 | 0
FLO | FLO Home X5 Tungsten | FLO Home™ X5 | AC | 7.2 | Single Port, Standalone network capability | EVRange | AC1-1-32-11 | AC Power Pro Commercial 32A | AC | 7.7 | Single Port
FLO | SmartDC 100 | SmartDC™ 100 kW | DC | 100 | 1x CCS1 connector 1x CHAdeMO connector | EVRange | AC1-1-32-21 | AC Power Pro Professional 32A | AC | 7.7 | Single Port
FLO | SmartDC 50 | SmartDC™ 50 kW | DC | 50 | 1x CCS1 connector 1x CHAdeMO connector;SDCV3-50-480-22-# | EVRange | AC1-1-40-11 | AC Power Pro Commercial 40A | AC | 9.6 | Single Port
FLO | SmartTWO | SmartTWO™ Series | AC | 7.2 | Single Port, Standalone network capability | EVRange | AC1-1-40-21 | AC Power Pro Professional 40A | AC | 9.6 | Single Port
FLO | SmartTWO Cellular | SmartTWO™ Series | AC | 7.2 | Single Port, Standalone network capability | EVSE LLC | 3703 | ChargeWorks EV Charger | AC | 9.6 | Single port, Must acquire Gateway for network connectivity
FLO | SmartTWO For City Curbside | SmartTWO™ Series | AC | 7.2 | Single Port, Standalone network capability | EVSE LLC | 3722 | EVSE Garage Overhead Charger | AC | 9.6 | Single port, Must acquire Gateway for network connectivity
FLO | Ultra | Ultra | DC | 320 | Dual port. | EVSE LLC | 3704 REV G | AutoCoil EV Charger | AC | 9.6 | Single port, Must acquire Gateway for network connectivity
Ford Motor Company | NL38-10C823-AA | Bidirectional CCS compatible residential Level 2 EVSE; Ford Charge Station Pro | DC V2G | 19.2 | 0 | EVSE LLC | 3704-002 REV G | AutoCoil EV Charger | AC | 9.6 | Single port, Must acquire Gateway for network connectivity
Ford Pro Charging | DC Charging Station 120kW | DC Charging Station 120kW | DC | 120 | Dual port. | EVSIS | JC-94F2-350-0T5 | DC Charger 350kW | DC | 350 | Dual port. CCS / NACS(Optional), OCPP 2.0.1 will be supported
Ford Pro Charging | DC Charging Station 240kW | DC Charging Station 240kW | DC | 240 | Dual port. | EVSIS | JC-94F2-400-0T5 | DC Charger 400kW | DC | 400 | Dual port. CCS / NACS(Optional), OCPP 2.0.1 will be supported
Ford Pro Charging | FPC-AC0048ZC-### | Ford Pro AC Charging Station, 48A Series 2 | AC | 11.5 | Single Port. | EVSIS | JC-9932-100-CT | DC Charger 100kW | DC | 100 | CCS/CHAdeMO (optional), OCPP 2.0.1 will be supported
Ford Pro Charging | FPC-AC0080ZC-U## | Ford Pro AC Charging Station, Series 2 | AC | 19.2 | Single Port NRTL Listed as EX-1193-1 | EVSIS | JC-9932-180-CT | DC Charger 180kW | DC | 180 | Dual port. CCS / NACS(Optional), OCPP 2.0.1 will be supported
Ford Pro Charging | FPC-DC0240AA-U## | 0 | DC | 240 | (Dealership only) | EVSIS | JC-9932-240-CT | DC Charger 240kW | DC | 240 | Dual port. CCS / NACS(Optional), OCPP 2.0.1 will be supported
Ford Pro Charging | FPC-AC0011ZC-U## | 0 | AC | 11.5 | Single Port NRTL listed as Siemens 8EM1314-5CG14-2FA2 | EVSIS | JC-9A31-30-CT | DC Charger 30kW | DC | 30 | CCS/OCPP 2.0.1 will be supported
Ford Pro Charging | FPC-AC0019ZC-U## | 0 | AC | 19.2 | Single Port NRTL listed as LiteOn EX 1193 XXXX certified models | FLO | CoRe+ MAX | CoRe+™ MAX | AC | 19.2 | Single Port
Ford Pro Charging | FPC-DC0060AA-U## | 0 | DC | 60 | Single or Dual Port 2x CCS1 connector . NRTL listed as Power Electronics NB060SU20 | FLO | CoRe+ STD 21 FT | CoRe+™ | AC | 7.2 | Dual Port , Standalone network capability
Ford Pro Charging | FPC-DC0120AA-U## | 0 | DC | 120 | 2x CCS1 200A or 300A connector NRTL listed as Power Electronics NB120SU20 | FLO | FLO Home X5 Carbone | FLO Home™ X5 | AC | 7.2 | Single Port, Standalone network capability
FractalEV | FR-802E1DRNAK | FR-80 (ISO) | AC | 19.2 | Single port | FLO | FLO Home X5 Tungsten | FLO Home™ X5 | AC | 7.2 | Single Port, Standalone network capability
FractalEV | FR-482E1DRNAK | FR-48 (ISO) | AC | 11.5 | Single port | FLO | SmartDC 100 | SmartDC™ 100 kW | DC | 100 | 1x CCS1 connector 1x CHAdeMO connector
FractalEV | FR-482C1DRNAJ | FR-48 | AC | 11.5 | Single port | FLO | SmartDC 50 | SmartDC™ 50 kW | DC | 50 | 1x CCS1 connector 1x CHAdeMO connector;SDCV3-50-480-22-#
FractalEV | FR-802C1DRNAJ | FR-80 | AC | 19.2 | Single port | FLO | SmartTWO | SmartTWO™ Series | AC | 7.2 | Single Port, Standalone network capability
Free2Move | E21CA180Dx | 48A Charger | AC | 11 | Single Port, Standalone network capability; OCA Full and Security certificates under software version V1.00 | FLO | SmartTWO Cellular | SmartTWO™ Series | AC | 7.2 | Single Port, Standalone network capability
Free2Move | E21CH012## | 0 | AC | 11 | Single Port, Standalone network capability; OCA Full and Security certificates under software version V1.00 | FLO | SmartTWO For City Curbside | SmartTWO™ Series | AC | 7.2 | Single Port, Standalone network capability
Free2Move | E21CH019Dx | 80A Charger | AC | 19.1 | Single Port, Standalone network capability | FLO | Ultra | Ultra | DC | 320 | Dual port.
Free2Move | E21CH060Dx | 0 | DC | 60 | 1x CCS1 connector 1x CHAdeMO connector | Ford Motor Company | NL38-10C823-AA | Bidirectional CCS compatible residential Level 2 EVSE; Ford Charge Station Pro | DC V2G | 19.2 | 0
Free2Move | E21CH180## | 0 | DC | 180 | 1x CCS1 connector 1x CHAdeMO connector; OCA Full and Security certificates under software version V1.00 | Ford Motor Company | LJ98-10C823-AA ML98-10C823-AA | Ford Connected Charge Station | AC | 11 | 0
Freewire | 900-00151-XX | Boost 150 | DC | 150 | Battery integrated DCFC | Ford Pro Charging | DC Charging Station 120kW | DC Charging Station 120kW | DC | 120 | Dual port.
Freewire | Boost 200 | Boost Charger 200 | DC | 200 | 1x CCS1 connector 1x CHAdeMO connector | Ford Pro Charging | DC Charging Station 240kW | DC Charging Station 240kW | DC | 240 | Dual port.
G9EV | JB3.0-XXX | Legacy | AC | 19.2 | 1 or 2 ports. In model number xxx represents two digits of output amperage & 1 digit signifying port quantity | Ford Pro Charging | FPC-AC0048ZC-### | Ford Pro AC Charging Station, 48A Series 2 | AC | 11.5 | Single Port.
Gateway International 360 | GW-EV75/XXX | GW-EV75/XXX | AC | 11.5 | Single port. | Ford Pro Charging | FPC-AC0080ZC-U## | Ford Pro AC Charging Station, Series 2 | AC | 19.2 | Single Port NRTL Listed as EX-1193-1
Gateway International 360 | GW-EV3000/XXX | GW-EV3000/XXX | DC | 30 | 1x CCS1 connector 1x CHAdeMO connector | Ford Pro Charging | FPC-DC0240AA-U## | 0 | DC | 240 | (Dealership only)
Gateway International 360 | GW-EV4400-120/XXX | GW-EV4400-120/XXX | DC | 120 | 1x CCS1 connector 1x CHAdeMO connector | Ford Pro Charging | FPC-AC0011ZC-U## | 0 | AC | 11.5 | Single Port NRTL listed as Siemens 8EM1314-5CG14-2FA2
Gateway International 360 | GW-EV4400-180/XXX | GW-EV4400-180/XXX | DC | 180 | 1x CCS1 connector 1x CHAdeMO connector; OCA Full and Security certificates under software version V1.00 | Ford Pro Charging | FPC-AC0019ZC-U## | 0 | AC | 19.2 | Single Port NRTL listed as LiteOn EX 1193 XXXX certified models
Gateway International 360 | GW-EV4400-360/XXX | GW-EV4400-360/XXX | DC | 360 | Power Cabinet. 1x CCS1 connector or 1x CHAdeMO connector. Vetted dispensers are DDWU362T0TE2PN- RW DDWU362T0TE2N7-RW, DDWU362V00E2N7-RW DDWU362U0UE2PN-RW, DDWU362U0UE2N7-RW, DDWU362K0TE2PN-RW, DDWU362K0TE2N7-RW, DDWU362K0UE2PN-RW, DDWU362K0UE2N7-RW, DDWU362G00E2PN-RW, DDWU362G00E2N7-RW, DDWU362K00E2PN-RW, DDWU362K00E2N7-RW, DDWU362U00E2PN-RW, DDWU362U00E2N7-RW, DDWU362T00E2PN-RW, DDWU362T00E2N7-RW, DDWU362V0UE2PN-RW, DDWU362V0UE2N7-RW, DDWU362V0KE2PN-RW, DDWU362V0KE2N7-RW, DDWU362V0TE2PN-RW, DDWU362V0TE2N7-RW, DDWU362V00E2PN-RW. | Ford Pro Charging | FPC-DC0060AA-U## | 0 | DC | 60 | Single or Dual Port 2x CCS1 connector . NRTL listed as Power Electronics NB060SU20
Gateway International 360 | GW-EV4400-60/XXX | GW-EV4400-60/XXX | DC | 60 | 1x CCS1 connector 1x CHAdeMO connector | Ford Pro Charging | FPC-DC0120AA-U## | 0 | DC | 120 | 2x CCS1 200A or 300A connector NRTL listed as Power Electronics NB120SU20
Generac Power Systems | PUP2-U-1-5-N-GC2 | 40A Level 2 Plus | AC | 9.6 | Single Port | FractalEV | FR-802E1DRNAK | FR-80 (ISO) | AC | 19.2 | Single port
Generac Power Systems | PUP2-u-1-6-C-GC2 | 48A Level 2 Plus | AC | 11.5 | Single Port | FractalEV | FR-482E1DRNAK | FR-48 (ISO) | AC | 11.5 | Single port
Generac Power Systems | PUP3-U-1-6-C-GC2 | 48A Level 2 Pro | AC | 11.5 | # is a hold for cable length, connector type, power supply version, custom, and color. Payment terminal requirements aren't met by charger independently. We do allow integration with EVSP that have cloud-to-cloud integrations with payment terminals or kiosks. Examples can be provided. | FractalEV | FR-482C1DRNAJ | FR-48 | AC | 11.5 | Single port
General Motors | 24067708 | PowerShift | DC V2G | 19.2 | Premium L2 EV Charger, 19.2kW, V2H capable | FractalEV | FR-802C1DRNAJ | FR-80 | AC | 19.2 | Single port
Gravity | GR-LH500CX | 0 | DC | 500 | 0 | Free2Move | E21CA180Dx | 48A Charger | AC | 11 | Single Port, Standalone network capability; OCA Full and Security certificates under software version V1.00
Gravity | GT-AH200XX | 0 | DC | 200 | 0 | Free2Move | E21CH012## | 0 | AC | 11 | Single Port, Standalone network capability; OCA Full and Security certificates under software version V1.00
Gravity | GT-AV200XX | 0 | DC | 200 | 0 | Free2Move | E21CH019Dx | 80A Charger | AC | 19.1 | Single Port, Standalone network capability
Gravity | GT-LAV500EX | 0 | DC | 500 | 0 | Free2Move | E21CH060Dx | 0 | DC | 60 | 1x CCS1 connector 1x CHAdeMO connector
Gravity | GT-LLH500EX | 0 | DC | 500 | 0 | Free2Move | E21CH180## | 0 | DC | 180 | 1x CCS1 connector 1x CHAdeMO connector; OCA Full and Security certificates under software version V1.00
Gravity | GT-LV500CX | 0 | DC | 500 | 0 | Freewire | 900-00151-XX | Boost 150 | DC | 150 | Battery integrated DCFC
Heliox | HE9820014-01-AAV HE9820014-01-AAA | Flex 180 AIO | DC | 180 | Distributed charger system that supports has a built-in CCS1 cable and supports up to 2 additional connetion ports with applicable dispenser or pantograph | Freewire | Boost 200 | Boost Charger 200 | DC | 200 | 1x CCS1 connector 1x CHAdeMO connector
Heliox | HE9821001-01 | Flex 180 | DC | 180 | This product listing did not include the pantograph. Please consult with the manufacturer regarding pantograph selection. Pantographs are being Recognized under UL 2251. Field listing of system hardware may be required at deployment. | G9EV | JB3.0-XXX | Legacy | AC | 19.2 | 1 or 2 ports. In model number xxx represents two digits of output amperage & 1 digit signifying port quantity
Heliox | HE9822019-01 | Flex 360 | DC | 360 | Base product, 360kW, W DC HPC D UL | Gateway International 360 | GW-EV75/XXX | GW-EV75/XXX | AC | 11.5 | Single port.
Heliox | HE9823005-01 | Heliox 60kW | DC | 60 | Single port. Available as mobile, wall, or pedestal mount | Gateway International 360 | GW-EV3000/XXX | GW-EV3000/XXX | DC | 30 | 1x CCS1 connector 1x CHAdeMO connector
Heliox | HE9823007-01 | Heliox 30kW | DC | 30 | Single port. Available as mobile, wall, or pedestal mount | Gateway International 360 | GW-EV4400-120/XXX | GW-EV4400-120/XXX | DC | 120 | 1x CCS1 connector 1x CHAdeMO connector
Heliox | HE9823009-01 | Heliox 44KW Bidirectional | DC V2G | 44 | Single port. Available as wall or pedestal mount | Gateway International 360 | GW-EV4400-180/XXX | GW-EV4400-180/XXX | DC | 180 | 1x CCS1 connector 1x CHAdeMO connector; OCA Full and Security certificates under software version V1.00
i-charging | blueberry | BB50 | DC | 50 | Dual port | Gateway International 360 | GW-EV4400-360/XXX | GW-EV4400-360/XXX | DC | 360 | Power Cabinet. 1x CCS1 connector or 1x CHAdeMO connector. Vetted dispensers are DDWU362T0TE2PN- RW DDWU362T0TE2N7-RW, DDWU362V00E2N7-RW DDWU362U0UE2PN-RW, DDWU362U0UE2N7-RW, DDWU362K0TE2PN-RW, DDWU362K0TE2N7-RW, DDWU362K0UE2PN-RW, DDWU362K0UE2N7-RW, DDWU362G00E2PN-RW, DDWU362G00E2N7-RW, DDWU362K00E2PN-RW, DDWU362K00E2N7-RW, DDWU362U00E2PN-RW, DDWU362U00E2N7-RW, DDWU362T00E2PN-RW, DDWU362T00E2N7-RW, DDWU362V0UE2PN-RW, DDWU362V0UE2N7-RW, DDWU362V0KE2PN-RW, DDWU362V0KE2N7-RW, DDWU362V0TE2PN-RW, DDWU362V0TE2N7-RW, DDWU362V00E2PN-RW.
i-charging | blueberry CLUSTER | blueberry CLUSTER | DC | 500 | Four ports. Simultaneous charging, Dynamic Power Allocation, 50 to 900 kW. 1 to 3 Power Units (cabinets) and up to 4 plugs in dispenser and satellites | Gateway International 360 | GW-EV4400-60/XXX | GW-EV4400-60/XXX | DC | 60 | 1x CCS1 connector 1x CHAdeMO connector
i-charging | blueberry FUSION | blueberry FUSION | DC | 150 | Dual port. Simultaneous charging, Dynamic Power Allocation, 50, 100 and 150kW available | Generac Power Systems | PUP2-U-1-5-N-GC2 | 40A Level 2 Plus | AC | 9.6 | Single Port
i-charging | blueberry PLUS | PU 200 R2 / PU 300 R2 | DC | 500 | Four ports. Simultaneous charging, Dynamic Power Allocation, 50 to 900 kW. 1 to 3 Power Units (cabinets) and 1 Dispenser w 2 Plugs | Generac Power Systems | PUP2-u-1-6-C-GC2 | 48A Level 2 Plus | AC | 11.5 | Single Port
ICAPIA | ICACLS4040 | i4040 | AC | 9.6 | Dual port. | Generac Power Systems | PUP3-U-1-6-C-GC2 | 48A Level 2 Pro | AC | 11.5 | # is a hold for cable length, connector type, power supply version, custom, and color. Payment terminal requirements aren't met by charger independently. We do allow integration with EVSP that have cloud-to-cloud integrations with payment terminals or kiosks. Examples can be provided.
ICAPIA | ICACLS4080 | i4080 | AC | 19.2 | Dual port. | General Motors | EIAQ-U11KSSU7E01 | PowerUp 2 | AC | 11.5 | Level 2 EV Charger, 11.5kW, WiFi-enabled, NACS and J1772 models available. EnergyStar certified, Ul Listed, Adjustable amperage, OTA updates
ICAPIA | ICACLS80 | i80 | AC | 19.2 | Single port. | General Motors | EVAW-UA113WTG01 | PowerUp 2 | AC | 11.5 | Level 2 EV Charger, 11.5kW, WiFi-enabled, NACS and J1772 models available. Ul Listed, Adjustable amperage, OTA updates
ICAPIA | ICACOP48 | OPAL OMNI 48 | AC | 11.5 | Single port. | General Motors | 24067708 | PowerShift | DC V2G | 19.2 | Premium L2 EV Charger, 19.2kW, V2H capable
InCharge | EX-1193-1 | 0 | AC | 19.2 | Single Port NRTL Listed as EX-1193-1 | Gravity | GR-LH500CX | 0 | DC | 500 | 0
InCharge | ICE 80A Dual | ICE 80A Dual | AC | 19.2 | Dual port. | Gravity | GT-AH200XX | 0 | DC | 200 | 0
InCharge | ICE-40 AC | ICE-40 AC | AC | 9.6 | 40 A 9.6 kW | Gravity | GT-AV200XX | 0 | DC | 200 | 0
InCharge | ICE-80 AC | ICE-80 AC | AC | 19.2 | 80 A 19.2 kW | Gravity | GT-LAV500EX | 0 | DC | 500 | 0
InCharge | ICE-80A Gen1 | ICE-80A Gen1 | AC | 19.2 | Single port. | Gravity | GT-LLH500EX | 0 | DC | 500 | 0
InCharge | ICE-80A Gen2 | ICE-80A Gen2 | AC | 19.2 | Single port. | Gravity | GT-LV500CX | 0 | DC | 500 | 0
InCharge | ICE 480 | ICE 480 | DC | 480 | Supports both CCS and CHAdeMO standards with one or two connectors. This DC Split System is designed to provide high power charging with distributed dispenser and power conversion units. | Heliox | HE9820014-01-AAV HE9820014-01-AAA | Flex 180 AIO | DC | 180 | Distributed charger system that supports has a built-in CCS1 cable and supports up to 2 additional connetion ports with applicable dispenser or pantograph
InCharge | ICE CUBE 200kWh/200kW Battery Buffer | ICE CUBE 200kWh/200kW Battery Buffer | DC | 240 | Battery integrated DCFC. Up to 4 ports. | Heliox | HE9821001-01 | Flex 180 | DC | 180 | This product listing did not include the pantograph. Please consult with the manufacturer regarding pantograph selection. Pantographs are being Recognized under UL 2251. Field listing of system hardware may be required at deployment.
InCharge | ICE-120 | ICE-120 | DC | 120 | 1x CCS1 connector 1x CHAdeMO connector NRTL listed as Shenzhen InfyPower : EXP120K2-FD-UU2 & EXP120K2-FS-U2 | Heliox | HE9822019-01 | Flex 360 | DC | 360 | Base product, 360kW, W DC HPC D UL
InCharge | ICE-180 | ICE-180 | DC | 180 | 1x CCS1 connector 1x CHAdeMO connector NRTL listed as Shenzhen InfyPower : EXP180K2-FD-UU2 & EXP180K2-FS-U2 | Heliox | HE9823005-01 | Heliox 60kW | DC | 60 | Single port. Available as mobile, wall, or pedestal mount
InCharge | ICE-30 | ICE-30 | DC | 30 | 1x CCS1 connector 1x CHAdeMO connector NRTL listed as Shenzhen InfyPower : EXP30k2-FSW-U2 & EXP30kW-FDW-UU2 | Heliox | HE9823007-01 | Heliox 30kW | DC | 30 | Single port. Available as mobile, wall, or pedestal mount
InCharge | ICE-60 | ICE-60 | DC | 60 | 1x CCS1 connector 1x CHAdeMO connector NRTL listed as Shenzhen InfyPower : EXP60K2-FD-UU2 & EXP60K2-FS-U2 | Heliox | HE9823009-01 | Heliox 44KW Bidirectional | DC V2G | 44 | Single port. Available as wall or pedestal mount
InCharge | ICE-22 V2X Wallbox | ICE-22 V2X Wallbox | DC V2G | 22 | Supports both CCS and CHAdeMO. Up to 2 ports. | i-charging | blueberry | BB50 | DC | 50 | Dual port
InCharge | ICE-44 V2X Wallbox | ICE-44 V2X Wallbox | DC V2G | 44 | Single or dual port. Supports both CCS and CHAdeMO. Up to 2 ports. | i-charging | blueberry CLUSTER | blueberry CLUSTER | DC | 500 | Four ports. Simultaneous charging, Dynamic Power Allocation, 50 to 900 kW. 1 to 3 Power Units (cabinets) and up to 4 plugs in dispenser and satellites
InCharge | ICE-66 V2X | ICE-66 V2X | DC V2G | 66 | Single or dual port. Supports both CCS and CHAdeMO. Up to 2 ports. | i-charging | blueberry FUSION | blueberry FUSION | DC | 150 | Dual port. Simultaneous charging, Dynamic Power Allocation, 50, 100 and 150kW available
InCharge | ICE-132 V2X | ICE-132 V2X | DC V2G | 132 | Dual port. | i-charging | blueberry PLUS | PU 200 R2 / PU 300 R2 | DC | 500 | Four ports. Simultaneous charging, Dynamic Power Allocation, 50 to 900 kW. 1 to 3 Power Units (cabinets) and 1 Dispenser w 2 Plugs
InCharge | ICE60K3-FDW-UU2 | ICE-60 DCWB | DC | 60 | Dual port. | ICAPIA | ICACLS4040 | i4040 | AC | 9.6 | Dual port.
InCharge | IDC600K3-FMR5-2 | ICE-600 | DC | 600 | Ten ports. | ICAPIA | ICACLS4080 | i4080 | AC | 19.2 | Dual port.
Ingeteam | RAPID 120 | RAPID 120 | DC | 120 | Stand-alone. Single or dual port. CCS1, NACS and/or CHAdeMO. | ICAPIA | ICACLS80 | i80 | AC | 19.2 | Single port.
Ingeteam | RAPID 150 | RAPID 150 | DC | 150 | Stand-alone. Single or dual port. CCS1, NACS and/or CHAdeMO. | ICAPIA | ICACOP48 | OPAL OMNI 48 | AC | 11.5 | Single port.
Ingeteam | RAPID 180 | RAPID 180 | DC | 180 | Stand-alone. Single or dual port. CCS1, NACS and/or CHAdeMO. | InCharge | EX-1193-1 | 0 | AC | 19.2 | Single Port NRTL Listed as EX-1193-1
Ingeteam | RAPID 60E | RAPID 60E | DC | 60 | Stand-alone. Single or dual port. CCS1, NACS and/or CHAdeMO. | InCharge | ICE 80A Dual | ICE 80A Dual | AC | 19.2 | Dual port.
Ingeteam | RAPID 90 | RAPID 90 | DC | 90 | Stand-alone. Single or dual port. CCS1, NACS and/or CHAdeMO. | InCharge | ICE-40 AC | ICE-40 AC | AC | 9.6 | 40 A 9.6 kW
Integra Energy | IEV-48SEL | IEV-48SEL | AC | 11.5 | Single port. | InCharge | ICE-80 AC | ICE-80 AC | AC | 19.2 | 80 A 19.2 kW
Integra Energy | IEV-48SEL-G2 | IEV-48SEL-G2 | AC | 11.5 | Single port. | InCharge | ICE-80A Gen1 | ICE-80A Gen1 | AC | 19.2 | Single port.
Integra Energy | IEV-80SEL | IEV-80SEL | AC | 19.2 | Single port. | InCharge | ICE-80A Gen2 | ICE-80A Gen2 | AC | 19.2 | Single port.
Integra Energy | IEV-80SEL-G2 | IEV-80SEL-G2 | AC | 19.2 | Single port. | InCharge | ICE 480 | ICE 480 | DC | 480 | Supports both CCS and CHAdeMO standards with one or two connectors. This DC Split System is designed to provide high power charging with distributed dispenser and power conversion units.
Integra Energy | IEV/D030/SXXX | IEV/D030/SXXX | DC | 30 | 1x CCS1 connector 1x CHAdeMO connector | InCharge | ICE CUBE 200kWh/200kW Battery Buffer | ICE CUBE 200kWh/200kW Battery Buffer | DC | 240 | Battery integrated DCFC. Up to 4 ports.
Integra Energy | IEV/D060/SXXX | IEV/D060/SXXX | DC | 60 | 1x CCS1 connector 1x CHAdeMO connector | InCharge | ICE-120 | ICE-120 | DC | 120 | 1x CCS1 connector 1x CHAdeMO connector NRTL listed as Shenzhen InfyPower : EXP120K2-FD-UU2 & EXP120K2-FS-U2
Integra Energy | IEV/D120/SXXX | IEV/D120/SXXX | DC | 120 | 1x CCS1 connector 1x CHAdeMO connector | InCharge | ICE-180 | ICE-180 | DC | 180 | 1x CCS1 connector 1x CHAdeMO connector NRTL listed as Shenzhen InfyPower : EXP180K2-FD-UU2 & EXP180K2-FS-U2
Integra Energy | IEV/D180/SXXX | IEV/D180/SXXX | DC | 180 | 1x CCS1 connector 1x CHAdeMO connector; OCA Full and Security certificates under software version V1.00 | InCharge | ICE-30 | ICE-30 | DC | 30 | 1x CCS1 connector 1x CHAdeMO connector NRTL listed as Shenzhen InfyPower : EXP30k2-FSW-U2 & EXP30kW-FDW-UU2
Integra Energy | IEV/D360/SXXX | IEV/D360/SXXX | DC | 360 | Power Cabinet. 1x CCS1 connector or 1x CHAdeMO connector. Vetted dispensers are DDWU362T0TE2PN- RW DDWU362T0TE2N7-RW, DDWU362V00E2N7-RW DDWU362U0UE2PN-RW, DDWU362U0UE2N7-RW, DDWU362K0TE2PN-RW, DDWU362K0TE2N7-RW, DDWU362K0UE2PN-RW, DDWU362K0UE2N7-RW, DDWU362G00E2PN-RW, DDWU362G00E2N7-RW, DDWU362K00E2PN-RW, DDWU362K00E2N7-RW, DDWU362U00E2PN-RW, DDWU362U00E2N7-RW, DDWU362T00E2PN-RW, DDWU362T00E2N7-RW, DDWU362V0UE2PN-RW, DDWU362V0UE2N7-RW, DDWU362V0KE2PN-RW, DDWU362V0KE2N7-RW, DDWU362V0TE2PN-RW, DDWU362V0TE2N7-RW, DDWU362V00E2PN-RW. | InCharge | ICE-60 | ICE-60 | DC | 60 | 1x CCS1 connector 1x CHAdeMO connector NRTL listed as Shenzhen InfyPower : EXP60K2-FD-UU2 & EXP60K2-FS-U2
IoTecha | CCS-ACL2 / CCS-C80A | CCS-C80A-xxyyy | AC | 19.2 | Single Port. xx - cable length (15 or 25ft) yyy - LTE option | InCharge | ICE-22 V2X Wallbox | ICE-22 V2X Wallbox | DC V2G | 22 | Supports both CCS and CHAdeMO. Up to 2 ports.
IoTecha | CCS-ACL2-40 / CCS-C40A | CCS-ACL2-40 / CCS-C40A | AC | 8.3 | Single Port. xx - cable length (15 or 25ft) yyy - LTE option | InCharge | ICE-44 V2X Wallbox | ICE-44 V2X Wallbox | DC V2G | 44 | Single or dual port. Supports both CCS and CHAdeMO. Up to 2 ports.
IoTecha | CCS-C80C | CCS-C80C-xxyyy | AC | 19.2 | Single Port. xx - cable length (15 or 25ft) yyy - LTE option | InCharge | ICE-66 V2X | ICE-66 V2X | DC V2G | 66 | Single or dual port. Supports both CCS and CHAdeMO. Up to 2 ports.
It's Electric Inc. | Brooklyn-718 | Brooklyn-718 | AC | 7.68 | Single port. Paired with SWTCH network | InCharge | ICE-132 V2X | ICE-132 V2X | DC V2G | 132 | Dual port.
IXP, LLC | IXP-EVC10 | SMART CONNECTED LEVEL 2 EV CHARGING STATION | AC | 11.2 | 48A Max Charger, Screen, RFID, 4G Cellular, Wall-Mount, AmpUp LITE Plan, # determines plan length | InCharge | ICE60K3-FDW-UU2 | ICE-60 DCWB | DC | 60 | Dual port.
Jule (eCAMION) | Jule-100 | Jule Charger 100 | DC | 100 | DCFC that works with ESS w/ voltage range 650-800VDC | InCharge | IDC600K3-FMR5-2 | ICE-600 | DC | 600 | Ten ports.
Jule (eCAMION) | Jule-200 | Jule Charger 200 | DC | 200 | DCFC that works with ESS w/ voltage range 650-800VDC | Ingeteam | RAPID 120 | RAPID 120 | DC | 120 | Stand-alone. Single or dual port. CCS1, NACS and/or CHAdeMO.
Jule (eCAMION) | Jule-350 | Jule Charger 350 | DC | 350 | DCFC that works with ESS w/ voltage range 650-800VDC | Ingeteam | RAPID 150 | RAPID 150 | DC | 150 | Stand-alone. Single or dual port. CCS1, NACS and/or CHAdeMO.
Kempower | C50####### C80####### | C-Series | DC | 600 | Up to 8 ports. Kempower Power Unit supplies DC power to various distributed dispenser ouputs including but not limited to the Kempower Satellite (offers single or dual port configurations), the Kempower Liquid Cooled Satellite, etc.. Details about qualifications relevant to each variant is detailed in the corresponding notes section. | Ingeteam | RAPID 180 | RAPID 180 | DC | 180 | Stand-alone. Single or dual port. CCS1, NACS and/or CHAdeMO.
Kempower | C501### | C-Series | DC | 200 | 1-4 power modules supporting max output range of 50-200kW | Ingeteam | RAPID 60E | RAPID 60E | DC | 60 | Stand-alone. Single or dual port. CCS1, NACS and/or CHAdeMO.
Kempower | C502### | C-Series | DC | 350 | 1-7 power modules supporting max output range of 50-350kW | Ingeteam | RAPID 90 | RAPID 90 | DC | 90 | Stand-alone. Single or dual port. CCS1, NACS and/or CHAdeMO.
Kempower | C503### | C-Series | DC | 350 | 1-7 power modules supporting max output range of 50-350kW | Integra Energy | IEV-48SEL | IEV-48SEL | AC | 11.5 | Single port.
Kempower | C801### | C-Series | DC | 200 | 1-4 power modules supporting max output range of 50-200kW | Integra Energy | IEV-48SEL-G2 | IEV-48SEL-G2 | AC | 11.5 | Single port.
Kempower | C802### | C-Series | DC | 350 | 1-7 power modules supporting max output range of 50-350kW | Integra Energy | IEV-80SEL | IEV-80SEL | AC | 19.2 | Single port.
Kempower | C803### | C-Series | DC | 350 | 1-7 power modules supporting max output range of 50-350kW | Integra Energy | IEV-80SEL-G2 | IEV-80SEL-G2 | AC | 19.2 | Single port.
KIGT Inc. | B24030DC5 | 0 | AC | 6.6 | Dual Port, Standalone network capability | Integra Energy | IEV/D030/SXXX | IEV/D030/SXXX | DC | 30 | 1x CCS1 connector 1x CHAdeMO connector
KIGT Inc. | B24030SC5# | 0 | AC | 6.6 | Single Port, Standalone network capability | Integra Energy | IEV/D060/SXXX | IEV/D060/SXXX | DC | 60 | 1x CCS1 connector 1x CHAdeMO connector
KIGT Inc. | B24030SH3 | 0 | AC | 6.6 | Single Port, Standalone network capability | Integra Energy | IEV/D120/SXXX | IEV/D120/SXXX | DC | 120 | 1x CCS1 connector 1x CHAdeMO connector
Konnectronix | P00-450-#### | PowerPost | AC | 4.8 | Single port, Must acquire Gateway for network connectivity | Integra Energy | IEV/D180/SXXX | IEV/D180/SXXX | DC | 180 | 1x CCS1 connector 1x CHAdeMO connector; OCA Full and Security certificates under software version V1.00
Konnectronix | P00-465-#### | PowerPost | AC | 4.8 | Single port, Must acquire Gateway for network connectivity | Integra Energy | IEV/D360/SXXX | IEV/D360/SXXX | DC | 360 | Power Cabinet. 1x CCS1 connector or 1x CHAdeMO connector. Vetted dispensers are DDWU362T0TE2PN- RW DDWU362T0TE2N7-RW, DDWU362V00E2N7-RW DDWU362U0UE2PN-RW, DDWU362U0UE2N7-RW, DDWU362K0TE2PN-RW, DDWU362K0TE2N7-RW, DDWU362K0UE2PN-RW, DDWU362K0UE2N7-RW, DDWU362G00E2PN-RW, DDWU362G00E2N7-RW, DDWU362K00E2PN-RW, DDWU362K00E2N7-RW, DDWU362U00E2PN-RW, DDWU362U00E2N7-RW, DDWU362T00E2PN-RW, DDWU362T00E2N7-RW, DDWU362V0UE2PN-RW, DDWU362V0UE2N7-RW, DDWU362V0KE2PN-RW, DDWU362V0KE2N7-RW, DDWU362V0TE2PN-RW, DDWU362V0TE2N7-RW, DDWU362V00E2PN-RW.
IXP, LLC | IXP-E48 | IXP-E48 | AC | 11.5 | 0 | IoTecha | CCS-ACL2 / CCS-C80A | CCS-C80A-xxyyy | AC | 19.2 | Single Port. xx - cable length (15 or 25ft) yyy - LTE option
IXP, LLC | IXP-E80 | IXP-E80 | AC | 19.2 | EV Charger, 80 Amp, Level 2, 4G Module, ISO 15118 compliant, Credit Card Reader, Commercial, Gen 2, Orange | IoTecha | CCS-ACL2-40 / CCS-C40A | CCS-ACL2-40 / CCS-C40A | AC | 8.3 | Single Port. xx - cable length (15 or 25ft) yyy - LTE option
LEDVANCE LLC | 75899 | EVC/48A/LVL2/C2/OR | AC | 11.5 | EV Charger, 48 Amp, Level 2, Commercial, Gen 2, Orange | IoTecha | CCS-C80C | CCS-C80C-xxyyy | AC | 19.2 | Single Port. xx - cable length (15 or 25ft) yyy - LTE option
LEDVANCE LLC | 75905 | EVC/48A/LVL2/4G/C2/OR | AC | 11.5 | EV Charger, 48Amp, Level 2, 4G Module, Commercial, Gen 2, Orange | It's Electric Inc. | Brooklyn-718 | Brooklyn-718 | AC | 7.68 | Single port. Paired with SWTCH network
LEDVANCE LLC | 75900 | EVC/48A/LVL2/ISO/C2/OR | AC | 11.5 | EV Charger, 48 Amp, Level 2, ISO 15118 compliant, Commercial, Gen 2, Orange | IXP, LLC | IXP-EVC10 | SMART CONNECTED LEVEL 2 EV CHARGING STATION | AC | 11.2 | 48A Max Charger, Screen, RFID, 4G Cellular, Wall-Mount, AmpUp LITE Plan, # determines plan length
LEDVANCE LLC | 75906 | EVC/48A/LVL2/4G/ISO/C2/OR | AC | 11.5 | EV Charger, 48 Amp, Level 2, 4G Module, ISO 15118 compliant, Commercial, Gen 2, Orange | Jule (eCAMION) | Jule-100 | Jule Charger 100 | DC | 100 | DCFC that works with ESS w/ voltage range 650-800VDC
LEDVANCE LLC | 75901 | EVC/48A/LVL2/ISO/CC/C2/OR | AC | 11.5 | EV Charger, 48 Amp, Level 2, ISO 15118 compliant, Credit Card Reader, Commercial, Gen 2, Orange | Jule (eCAMION) | Jule-200 | Jule Charger 200 | DC | 200 | DCFC that works with ESS w/ voltage range 650-800VDC
LEDVANCE LLC | 75927 | EVC/48A/LVL2/4G/CC/C2/OR | AC | 11.5 | EV Charger, 48 Amp, Level 2, 4G Module, Credit Card Reader, Commercial, Gen 2, Orange | Jule (eCAMION) | Jule-350 | Jule Charger 350 | DC | 350 | DCFC that works with ESS w/ voltage range 650-800VDC
LEDVANCE LLC | 75907 | EVC/48A/LVL2/4G/ISO/CC/C2/OR | AC | 11.5 | EV Charger, 48 Amp, Level 2, 4G Module, ISO 15118 compliant, Credit Card Reader, Commercial, Gen 2, Orange | Kempower | C50####### C80####### | C-Series | DC | 600 | Up to 8 ports. Kempower Power Unit supplies DC power to various distributed dispenser ouputs including but not limited to the Kempower Satellite (offers single or dual port configurations), the Kempower Liquid Cooled Satellite, etc.. Details about qualifications relevant to each variant is detailed in the corresponding notes section.
LEDVANCE LLC | 75902 | EVC/80A/LVL2/C2/OR | AC | 19.2 | EV Charger, 80 Amp, Level 2, Commercial, Gen 2, Orange | Kempower | C501### | C-Series | DC | 200 | 1-4 power modules supporting max output range of 50-200kW
LEDVANCE LLC | 75915 | EVC/80A/LVL2/4G/C2/OR | AC | 19.2 | EV Charger, 80 Amp, Level 2, 4G Module, Commercial, Gen 2, Orange | Kempower | C502### | C-Series | DC | 350 | 1-7 power modules supporting max output range of 50-350kW
LEDVANCE LLC | 74903 | EVC/80A/LVL2/ISO/C2/OR | AC | 19.2 | EV Charger, 80 Amp, Level 2, ISO 15118 compliant, Commercial, Gen 2, Orange | Kempower | C503### | C-Series | DC | 350 | 1-7 power modules supporting max output range of 50-350kW
LEDVANCE LLC | 75925 | EVC/80A/LVL2/4G/ISO/C2/OR | AC | 19.2 | EV Charger, 80 Amp, Level 2, 4G Module, ISO 15118 compliant, Commercial, Gen 2, Orange | Kempower | C801### | C-Series | DC | 200 | 1-4 power modules supporting max output range of 50-200kW
LEDVANCE LLC | 75904 | EVC/80A/LVL2/ISO/CC/C2/OR | AC | 19.2 | EV Charger, 80 Amp, Level 2, ISO 15118 compliant, Credit Card Reader, Commercial, Gen 2, Orange | Kempower | C802### | C-Series | DC | 350 | 1-7 power modules supporting max output range of 50-350kW
LEDVANCE LLC | 75928 | EVC/80A/LVL2/4G/CC/C2/OR | AC | 19.2 | EV Charger, 80 Amp, Level 2, 4G Module, Credit Card Reader, Commercial, Gen 2, Orange | Kempower | C803### | C-Series | DC | 350 | 1-7 power modules supporting max output range of 50-350kW
LEDVANCE LLC | 75926 | EVC/80A/LVL2/4G/ISO/CC/C2/OR | AC | 19.2 | EV Charger, 80 Amp, Level 2, 4G Module, ISO 15118 compliant, Credit Card Reader, Commercial, Gen 2, Orange | KIGT Inc. | B24030DC5 | 0 | AC | 6.6 | Dual Port, Standalone network capability
Lenz | EVSE W1 40 A | 0 | AC | 9.6 | 0 | KIGT Inc. | B24030SC5# | 0 | AC | 6.6 | Single Port, Standalone network capability
Lincoln Electric | Velion 150 | Velion | DC | 150 | Single port. | KIGT Inc. | B24030SH3 | 0 | AC | 6.6 | Single Port, Standalone network capability
LITE-ON | AC19L | AC19L | AC | 19 | 0 | Konnectronix | P00-450-#### | PowerPost | AC | 4.8 | Single port, Must acquire Gateway for network connectivity
LITE-ON | AC7LC | AC7LC | AC | 7 | 0 | Konnectronix | P00-465-#### | PowerPost | AC | 4.8 | Single port, Must acquire Gateway for network connectivity
LITE-ON | EX-1193-E | SC2 Plus 80A | AC | 19.2 | Single port. | IXP, LLC | IXP-E48 | IXP-E48 | AC | 11.5 | 0
LITE-ON | EX-1193-H | IC2 80A POS | AC | 19.2 | Single port. | IXP, LLC | IXP-E80 | IXP-E80 | AC | 19.2 | EV Charger, 80 Amp, Level 2, 4G Module, ISO 15118 compliant, Credit Card Reader, Commercial, Gen 2, Orange
LITE-ON | EX-1193-K | SC2 Plus 80A POS | AC | 19.2 | Single port. | LEDVANCE LLC | 75899 | EVC/48A/LVL2/C2/OR | AC | 11.5 | EV Charger, 48 Amp, Level 2, Commercial, Gen 2, Orange
LITE-ON | EX-1193-M | IC2 80A | AC | 19.2 | Single port. | LEDVANCE LLC | 75905 | EVC/48A/LVL2/4G/C2/OR | AC | 11.5 | EV Charger, 48Amp, Level 2, 4G Module, Commercial, Gen 2, Orange
LITE-ON | EX-1193-T | SC2 80A | AC | 19.2 | Single port. | LEDVANCE LLC | 75900 | EVC/48A/LVL2/ISO/C2/OR | AC | 11.5 | EV Charger, 48 Amp, Level 2, ISO 15118 compliant, Commercial, Gen 2, Orange
LITE-ON | W1-UC168-0MF1F0 | SC48A | AC | 11.52 | Single port. | LEDVANCE LLC | 75906 | EVC/48A/LVL2/4G/ISO/C2/OR | AC | 11.5 | EV Charger, 48 Amp, Level 2, 4G Module, ISO 15118 compliant, Commercial, Gen 2, Orange
LITE-ON | W1-UC168-0MF1F0 | ADV 48A | AC | 11.52 | Single port. | LEDVANCE LLC | 75901 | EVC/48A/LVL2/ISO/CC/C2/OR | AC | 11.5 | EV Charger, 48 Amp, Level 2, ISO 15118 compliant, Credit Card Reader, Commercial, Gen 2, Orange
LITE-ON | W1-UC168-0MF1FR | ADV+ 48A | AC | 11.52 | Single port. | LEDVANCE LLC | 75927 | EVC/48A/LVL2/4G/CC/C2/OR | AC | 11.5 | EV Charger, 48 Amp, Level 2, 4G Module, Credit Card Reader, Commercial, Gen 2, Orange
LITE-ON | W1-UC168-0MJ1EP | ADV+ 48A POS | AC | 11.52 | Single port. | LEDVANCE LLC | 75907 | EVC/48A/LVL2/4G/ISO/CC/C2/OR | AC | 11.5 | EV Charger, 48 Amp, Level 2, 4G Module, ISO 15118 compliant, Credit Card Reader, Commercial, Gen 2, Orange
LITE-ON | W1-UC168-0MK1ER | IC 48A | AC | 11.52 | Single port. | LEDVANCE LLC | 75902 | EVC/80A/LVL2/C2/OR | AC | 19.2 | EV Charger, 80 Amp, Level 2, Commercial, Gen 2, Orange
LITE-ON | W1-UC168-0ML1EP | IC 48A POS | AC | 11.52 | Single port. | LEDVANCE LLC | 75915 | EVC/80A/LVL2/4G/C2/OR | AC | 19.2 | EV Charger, 80 Amp, Level 2, 4G Module, Commercial, Gen 2, Orange
Loop Global | EVS-32A-L2-001 | EV-Flex LITE | AC | 7.68 | SAE J1772, Standalone network capability | LEDVANCE LLC | 74903 | EVC/80A/LVL2/ISO/C2/OR | AC | 19.2 | EV Charger, 80 Amp, Level 2, ISO 15118 compliant, Commercial, Gen 2, Orange
Loop Global | EVS-32A-L2-002 | EV-Flex LITE | AC | 7.68 | SAE J1772, Standalone network capability | LEDVANCE LLC | 75925 | EVC/80A/LVL2/4G/ISO/C2/OR | AC | 19.2 | EV Charger, 80 Amp, Level 2, 4G Module, ISO 15118 compliant, Commercial, Gen 2, Orange
Loop Global | EVS-80A-L2-001 | EV-Fleet | AC | 19.2 | SAE J1772, Standalone network capability | LEDVANCE LLC | 75904 | EVC/80A/LVL2/ISO/CC/C2/OR | AC | 19.2 | EV Charger, 80 Amp, Level 2, ISO 15118 compliant, Credit Card Reader, Commercial, Gen 2, Orange
Loop Global | EVS-80A-L2-002 | EV-Fleet | AC | 19.2 | SAE J1772, Standalone network capability | LEDVANCE LLC | 75928 | EVC/80A/LVL2/4G/CC/C2/OR | AC | 19.2 | EV Charger, 80 Amp, Level 2, 4G Module, Credit Card Reader, Commercial, Gen 2, Orange
Loop Global | EVS-FLASH-300-D01 | Infinity Flash (with screen) | DC | 300 | Dual port with screen. Power cabinet required: EVS-FLASH- 360-PC01 | LEDVANCE LLC | 75926 | EVC/80A/LVL2/4G/ISO/CC/C2/OR | AC | 19.2 | EV Charger, 80 Amp, Level 2, 4G Module, ISO 15118 compliant, Credit Card Reader, Commercial, Gen 2, Orange
Loop Global | EVS-FLASH-300-D01-150 | Infinity Flash (with screen)(derated) | DC | 150 | 150kW max per port | Lenz | EVSE W1 40 A | 0 | AC | 9.6 | 0
Loop Global | EVS-FLASH-300-D02 | Infinity Flash (without screen) | DC | 300 | Dual port without screen. Power cabinet required: EVS-FLASH- 360-PC01 | Lincoln Electric | Velion 150 | Velion | DC | 150 | Single port.
Loop Global | EVS-FLASH-300-D02-150 | Infinity Flash (without screen)(derated) | DC | 150 | 150kW max per port | LITE-ON | AC19L | AC19L | AC | 19 | 0
Lynkwell | LW141-DC480/480-SA-CC18 | LW141-DC480/480-SA-CC18 | DC | 480 | Dual port. 2x CCS1 connector | LITE-ON | AC7LC | AC7LC | AC | 7 | 0
Lynkwell | LW141-DC480/480-SA-CN-18 | LW141-DC480/480-SA-CN-18 | DC | 480 | Dual port. 1x CCS1 connector, 1x NACS/J3400 connector | LITE-ON | EX-1193-8 | BC2 80A | AC | 19.2 | Single port.
Lynkwell | LW141-DC480/400-SA-CC18 | LW141-DC480/400-SA-CC18 | DC | 400 | Dual port. 2x CCS1 connector | LITE-ON | EX-1193-E | SC2 Plus 80A | AC | 19.2 | Single port.
Lynkwell | LW141-DC480/400-SA-CN18 | LW141-DC480/400-SA-CN18 | DC | 400 | Dual port. 1x CCS1 connector, 1x NACS/J3400 connector | LITE-ON | EX-1193-H | IC2 80A POS | AC | 19.2 | Single port.
Lynkwell | LW141-DC480/320-SA-CC18 | LW141-DC480/320-SA-CC18 | DC | 320 | Dual port. 2x CCS1 connector | LITE-ON | EX-1193-K | SC2 Plus 80A POS | AC | 19.2 | Single port.
Lynkwell | LW141-DC480/320-SA-CN18 | LW141-DC480/320-SA-CN18 | DC | 320 | Dual port. 1x CCS1 connector, 1x NACS/J3400 connector | LITE-ON | EX-1193-M | IC2 80A | AC | 19.2 | Single port.
Lynkwell | LW102-AC80-# | Xlynk | AC | 19.2 | Single port. | LITE-ON | EX-1193-T | SC2 80A | AC | 19.2 | Single port.
Lynkwell | LW101-AC48 | Xlynk | AC | 11.5 | Single port. | LITE-ON | W1-UC168-00B1F0 | BC 48A | AC | 11.52 | Single port.
Lynkwell | LW141-AC50 | LW141-AC50 | AC | 12 | Single Port ; OCPP Full Certificate with software version V1.13.97 | LITE-ON | W1-UC168-0MF1F0 | SC48A | AC | 11.52 | Single port.
Lynkwell | LW141-AC80 | LW141-AC80 | AC | 19.2 | Single port. | LITE-ON | W1-UC168-0MF1F0 | ADV 48A | AC | 11.52 | Single port.
Lynkwell | LW141-DC100 | LW141-DC100 | DC | 100 | Single or dual port | LITE-ON | W1-UC168-0MF1FR | ADV+ 48A | AC | 11.52 | Single port.
Lynkwell | LW141-DC120 | LW141-DC120 | DC | 120 | Single or dual port | LITE-ON | W1-UC168-0MJ1EP | ADV+ 48A POS | AC | 11.52 | Single port.
Lynkwell | LW141-DC140 | LW141-DC140 | DC | 140 | Single or dual port | LITE-ON | W1-UC168-0MK1ER | IC 48A | AC | 11.52 | Single port.
Lynkwell | LW141-DC160 | LW141-DC160 | DC | 160 | Single or dual port | LITE-ON | W1-UC168-0ML1EP | IC 48A POS | AC | 11.52 | Single port.
Lynkwell | LW141-DC180 | LW141-DC180 | DC | 180 | Single or dual port | Loop Global | EVS-32A-L2-001 | EV-Flex LITE | AC | 7.68 | SAE J1772, Standalone network capability
Lynkwell | LW141-DC200 | LW141-DC200 | DC | 200 | Single or dual port | Loop Global | EVS-32A-L2-002 | EV-Flex LITE | AC | 7.68 | SAE J1772, Standalone network capability
Lynkwell | LW141-DC220 | LW141-DC220 | DC | 220 | Single or dual port | Loop Global | EVS-80A-L2-001 | EV-Fleet | AC | 19.2 | SAE J1772, Standalone network capability
Lynkwell | LW141-DC240 | LW141-DC240 | DC | 240 | Single or dual port | Loop Global | EVS-80A-L2-002 | EV-Fleet | AC | 19.2 | SAE J1772, Standalone network capability
Lynkwell | LW141-DC60 | LW141-DC60 | DC | 60 | Single or dual port | Loop Global | EVS-FLASH-300-D01 | Infinity Flash (with screen) | DC | 300 | Dual port with screen. Power cabinet required: EVS-FLASH- 360-PC01
Lynkwell | LW141-DC640 | LW141-DC640 | DC | 640 | The DC HiPower has a power cabinet with dispenser set up. It comes in 320, 480, or 640kW options and can be purchased with 2, 4, 6, or 8 ports depending on the number of dispensers. | Loop Global | EVS-FLASH-300-D01-150 | Infinity Flash (with screen)(derated) | DC | 150 | 150kW max per port
Lynkwell | LW141-DC80 | LW141-DC80 | DC | 80 | Single or dual port | Loop Global | EVS-FLASH-300-D02 | Infinity Flash (without screen) | DC | 300 | Dual port without screen. Power cabinet required: EVS-FLASH- 360-PC01
Lynkwell | LW201-AC32 | LW201-AC32 | AC | 7.6 | 0 | Loop Global | EVS-FLASH-300-D02-150 | Infinity Flash (without screen)(derated) | DC | 150 | 150kW max per port
Lynkwell | LW201-AC80 | LW201-AC80 | AC | 19.2 | 0 | Lynkwell | LW141-DC480/480-SA-CC18 | LW141-DC480/480-SA-CC18 | DC | 480 | Dual port. 2x CCS1 connector
Lynkwell | LW202-AC32 | LW202-AC32 | AC | 7.7 | Single port. | Lynkwell | LW141-DC480/480-SA-CN-18 | LW141-DC480/480-SA-CN-18 | DC | 480 | Dual port. 1x CCS1 connector, 1x NACS/J3400 connector
Lynkwell | LW202-AC48 | LW202-AC48 | AC | 11.52 | Single port. | Lynkwell | LW141-DC480/400-SA-CC18 | LW141-DC480/400-SA-CC18 | DC | 400 | Dual port. 2x CCS1 connector
Lynkwell | LW202-AC80 | LW202-AC80 | AC | 19.2 | Single port. | Lynkwell | LW141-DC480/400-SA-CN18 | LW141-DC480/400-SA-CN18 | DC | 400 | Dual port. 1x CCS1 connector, 1x NACS/J3400 connector
Lynkwell | LW301-DC-180 | LW301-DC-180 | DC | 180 | 0 | Lynkwell | LW141-DC480/320-SA-CC18 | LW141-DC480/320-SA-CC18 | DC | 320 | Dual port. 2x CCS1 connector
Lynkwell | LW301-DC200 | LW301-DC200 | DC | 200 | Single port. | Lynkwell | LW141-DC480/320-SA-CN18 | LW141-DC480/320-SA-CN18 | DC | 320 | Dual port. 1x CCS1 connector, 1x NACS/J3400 connector
Lynkwell | LW301-DC240 | LW301-DC240 | DC | 240 | OCA Full and Security certificates under software version 1.2009.0 (alternate company name on OCA cert - Wanbang Digital Energy Co., Ltd.) | Lynkwell | LW102-AC80-# | Xlynk | AC | 19.2 | Single port.
Lynkwell | LW301-DC30 | LW301-DC30 | DC | 30 | 0 | Lynkwell | LW101-AC48 | Xlynk | AC | 11.5 | Single port.
Lynkwell | LW301-DC320 | LW301-DC320 | DC | 320 | Dual port. | Lynkwell | LW141-AC50 | LW141-AC50 | AC | 12 | Single Port ; OCPP Full Certificate with software version V1.13.97
Lynkwell | LW301-DC60 | LW301-DC60 | DC | 60 | 0 | Lynkwell | LW141-AC80 | LW141-AC80 | AC | 19.2 | Single port.
Lynkwell | LW401-DC200 | LW401-DC200 | DC | 200 | Up to 200kW per port. 2 ports. All-in-one system integrating AC-DC power conversion and DC output with one system | Lynkwell | LW141-DC100 | LW141-DC100 | DC | 100 | Single or dual port
Lynkwell | LW401-DC600 | LW401-DC600 | DC | 600 | This is distributed system that can connect up to two 400kW dispensers(Model no: DP400K-xx-PS-yy) ## : Varaiable based on any other options xx : Variable based on connector type(CCS1, NACS) yy : variable based on any other options | Lynkwell | LW141-DC120 | LW141-DC120 | DC | 120 | Single or dual port
Maverick LED | MES-EV-LH-DG80 | MES LH Series Dual Gun 80A Dual 40A | AC | 19.2 | Dual port. Note: Single charging 80A, simultaneous charging 40A | Lynkwell | LW141-DC140 | LW141-DC140 | DC | 140 | Single or dual port
Maverick LED | MES-EV-TS-5-DG40-WM-US-R | MES TS Series Dual Gun 48A/48A | AC | 11.5 | Dual port. NRTL Code Variation: MES-EV-TS-5-DG40-WM-US-R MES-EV-TS-5-DG40- WM-US-RG MES-EV-TS-5-DG40-WM-US-RP MESEV-TS-5-DG40-WM-US-RGP MES-EV-TS-5L-DG40-WM-US-R MES-EV-TS5L-DG40-WM-US-RG MES-EV-TS-5L-DG40-WM-USRP MES-EV-TS-5L-DG40-WM-US-RGP | Lynkwell | LW141-DC160 | LW141-DC160 | DC | 160 | Single or dual port
Maverick LED | MES-EV-TS-5-DG80-WM-US-R | MES TS Series Dual Gun 80A/80A | AC | 19.2 | Dual port. NRTL Code Variation: MES-EV-TS-5-DG80- WM-US-R MES-EV-TS-5-DG80-WM-US-RG MES-EVTS-5-DG80-WM-US-RP MES-EV-TS-5-DG80-WM-USRGP MES-EV-TS5L-DG80-WM-US-R MES-EV-TS-5L-DG80-WM-USRG MES-EV-TS-5L-DG80-WM-US-RP MES-EV-TS5L-DG80-WM-US-RGP | Lynkwell | LW141-DC180 | LW141-DC180 | DC | 180 | Single or dual port
Nidec | EVDIS-L120DAWM010 | DirectPowerPS Tower 120 Flagship | DC | 120 | 120kW all-in-one charger with 2 connectors, advertising display, and payment terminal. Alternate designations: DirectPowerPS 120 Flagship, DirectPowerPS 120 | Lynkwell | LW141-DC200 | LW141-DC200 | DC | 200 | Single or dual port
Nidec | EVDIS-L120DFW00041 | DirectPowerPS Tower 120 Fleet | DC | 120 | 120kW all-in-one charger with 2 connectors. Alternate designations: DirectPowerPS 120 Fleet, DirectPowerPS 120 | Lynkwell | LW141-DC220 | LW141-DC220 | DC | 220 | Single or dual port
Nidec | EVDIS-L180DAWM010 | DirectPowerPS Tower 180 Flagship | DC | 180 | 180kW all-in-one charger with 2 connectors, advertising display, and payment terminal. Alternate designations: DirectPowerPS 180 Flagship, DirectPowerPS 180 | Lynkwell | LW141-DC240 | LW141-DC240 | DC | 240 | Single or dual port
Nidec | EVDIS-L180DFW00041 | DirectPowerPS Tower 180 Fleet | DC | 180 | 180kW all-in-one charger with 2 connectors. Alternate designations: DirectPowerPS 180 Fleet, DirectPowerPS 180 | Lynkwell | LW141-DC60 | LW141-DC60 | DC | 60 | Single or dual port
Nidec | EVDIS-L240DAWM000 | DirectPowerPS Tower 240 Flagship | DC | 240 | 240kW all-in-one charger with 2 connectors, advertising display, and payment terminal. Alternate designations: DirectPowerPS 240 Flagship, DirectPowerPS 240 | Lynkwell | LW141-DC640 | LW141-DC640 | DC | 640 | The DC HiPower has a power cabinet with dispenser set up. It comes in 320, 480, or 640kW options and can be purchased with 2, 4, 6, or 8 ports depending on the number of dispensers.
Nidec | EVDIS-L240DFW00031 | DirectPowerPS Tower 240 Fleet | DC | 240 | 240kW all-in-one charger with 2 connectors. Alternate designations: DirectPowerPS 240 Fleet, DirectPowerPS 240 | Lynkwell | LW141-DC80 | LW141-DC80 | DC | 80 | Single or dual port
Nidec | EVDIS-L300DAWM000 | DirectPowerPS Tower 300 Flagship | DC | 300 | 300kW all-in-one charger with 2 connectors, advertising display, and payment terminal. Alternate designations: DirectPowerPS 300 Flagship, DirectPowerPS 300 | Lynkwell | LW201-AC32 | LW201-AC32 | AC | 7.6 | 0
Nidec | EVDIS-L300DFW00031 | DirectPowerPS Tower 300 Fleet | DC | 300 | 300kW all-in-one charger with 2 connectors. Alternate designations: DirectPowerPS 300 Fleet, DirectPowerPS 300 | Lynkwell | LW201-AC80 | LW201-AC80 | AC | 19.2 | 0
Nidec | EVDIS-L360DAWM000 | DirectPowerPS Tower 360 Flagship | DC | 360 | 360kW all-in-one charger with 2 connectors, advertising display, and payment terminal. Alternate designations: DirectPowerPS 360 Flagship, DirectPowerPS 360 | Lynkwell | LW202-AC32 | LW202-AC32 | AC | 7.7 | Single port.
Nidec | EVDIS-L360DFW00031 | DirectPowerPS Tower 360 Fleet | DC | 360 | 360kW all-in-one charger with 2 connectors. Alternate designations: DirectPowerPS 360 Fleet, DirectPowerPS 360 | Lynkwell | LW202-AC48 | LW202-AC48 | AC | 11.52 | Single port.
Noodoe | AC11P/ AC11P Exceed | 0 | AC | 11.5 | Single port. | Lynkwell | LW202-AC80 | LW202-AC80 | AC | 19.2 | Single port.
Noodoe | AC007LISXX25240WUS1 (AC7L) | 0 | AC | 7 | Single Port, Standalone network capability | Lynkwell | LW301-DC-180 | LW301-DC-180 | DC | 180 | 0
Noodoe | AC007LISXX25240WUS2 (AC7LC) | 0 | AC | 7 | Single Port, Standalone network capability | Lynkwell | LW301-DC200 | LW301-DC200 | DC | 200 | Single port.
Noodoe | AC19L | 0 | AC | 19 | Single Port, Standalone network capability | Lynkwell | LW301-DC240 | LW301-DC240 | DC | 240 | OCA Full and Security certificates under software version 1.2009.0 (alternate company name on OCA cert - Wanbang Digital Energy Co., Ltd.)
Noodoe | AC19L Exceed | 0 | AC | 19 | Single Port, Standalone network capability | Lynkwell | LW301-DC30 | LW301-DC30 | DC | 30 | 0
Noodoe | DC060PHCSX13480SUS1 | 0 | DC | 60 | 1x CCS1 connector 1x CHAdeMO connector | Lynkwell | LW301-DC320 | LW301-DC320 | DC | 320 | Dual port.
Noodoe | DC060PHSSX13480SUS1 | 0 | DC | 60 | 2x CCS1 connector | Lynkwell | LW301-DC60 | LW301-DC60 | DC | 60 | 0
Noodoe | DC090PHCSX13480SUS1 | 0 | DC | 90 | 1x CCS1 connector 1x CHAdeMO connector | Lynkwell | LW401-DC200 | LW401-DC200 | DC | 200 | Up to 200kW per port. 2 ports. All-in-one system integrating AC-DC power conversion and DC output with one system
Noodoe | DC090PHSSX13480SUS1 | 0 | DC | 90 | 2x CCS1 connector | Lynkwell | LW401-DC600 | LW401-DC600 | DC | 600 | This is distributed system that can connect up to two 400kW dispensers(Model no: DP400K-xx-PS-yy) ## : Varaiable based on any other options xx : Variable based on connector type(CCS1, NACS) yy : variable based on any other options
Noodoe | DC120PHCSX13480SUS1 | 0 | DC | 120 | 1x CCS1 connector 1x CHAdeMO connector | Maverick LED | MES-EV-LH-DG80 | MES LH Series Dual Gun 80A Dual 40A | AC | 19.2 | Dual port. Note: Single charging 80A, simultaneous charging 40A
Noodoe | DC120PHSSX13480SUS1 | 0 | DC | 120 | 2x CCS1 connector | Maverick LED | MES-EV-TS-5-DG40-WM-US-R | MES TS Series Dual Gun 48A/48A | AC | 11.5 | Dual port. NRTL Code Variation: MES-EV-TS-5-DG40-WM-US-R MES-EV-TS-5-DG40- WM-US-RG MES-EV-TS-5-DG40-WM-US-RP MESEV-TS-5-DG40-WM-US-RGP MES-EV-TS-5L-DG40-WM-US-R MES-EV-TS5L-DG40-WM-US-RG MES-EV-TS-5L-DG40-WM-USRP MES-EV-TS-5L-DG40-WM-US-RGP
Noodoe | DC150PHCSX13480SUS1 | 0 | DC | 150 | 1x CCS1 connector 1x CHAdeMO connector | Maverick LED | MES-EV-TS-5-DG80-WM-US-R | MES TS Series Dual Gun 80A/80A | AC | 19.2 | Dual port. NRTL Code Variation: MES-EV-TS-5-DG80- WM-US-R MES-EV-TS-5-DG80-WM-US-RG MES-EVTS-5-DG80-WM-US-RP MES-EV-TS-5-DG80-WM-USRGP MES-EV-TS5L-DG80-WM-US-R MES-EV-TS-5L-DG80-WM-USRG MES-EV-TS-5L-DG80-WM-US-RP MES-EV-TS5L-DG80-WM-US-RGP
Noodoe | DC150PHSSX13480SUS1 | 0 | DC | 150 | 2x CCS1 connector | Nidec | EVDIS-L120DAWM010 | DirectPowerPS Tower 120 Flagship | DC | 120 | 120kW all-in-one charger with 2 connectors, advertising display, and payment terminal. Alternate designations: DirectPowerPS 120 Flagship, DirectPowerPS 120
Noodoe | DC180PHCSX13480SUS1 | 0 | DC | 180 | 1x CCS1 connector 1x CHAdeMO connector | Nidec | EVDIS-L120DFW00041 | DirectPowerPS Tower 120 Fleet | DC | 120 | 120kW all-in-one charger with 2 connectors. Alternate designations: DirectPowerPS 120 Fleet, DirectPowerPS 120
Noodoe | DC180PHSSX13480SUS1 | 0 | DC | 180 | 2x CCS1 connector | Nidec | EVDIS-L180DAWM010 | DirectPowerPS Tower 180 Flagship | DC | 180 | 180kW all-in-one charger with 2 connectors, advertising display, and payment terminal. Alternate designations: DirectPowerPS 180 Flagship, DirectPowerPS 180
Noodoe | W1000 | 0 | AC | 7.2 | Single Port, Standalone network capability | Nidec | EVDIS-L180DFW00041 | DirectPowerPS Tower 180 Fleet | DC | 180 | 180kW all-in-one charger with 2 connectors. Alternate designations: DirectPowerPS 180 Fleet, DirectPowerPS 180
NorthCharge US LLC. | ADC002C190NACS90 | CORE 180 | DC | 180 | Dual port. | Nidec | EVDIS-L240DAWM000 | DirectPowerPS Tower 240 Flagship | DC | 240 | 240kW all-in-one charger with 2 connectors, advertising display, and payment terminal. Alternate designations: DirectPowerPS 240 Flagship, DirectPowerPS 240
Nuvve | DC RES-HD125-V2G (RES-HD125-V2G) | DC Rapid HD Charging Station 125kW | DC V2G | 125 | Power Cabinet, Rhombus: RES-DCVC125-480-V2G (RES-HD125-V2G), Firmware 603/0A16, Checksum A6AB Approved dispensers are RES-D2-CS20-V2G (RES-HD125-V2G), 1x CCS1 connector | Nidec | EVDIS-L240DFW00031 | DirectPowerPS Tower 240 Fleet | DC | 240 | 240kW all-in-one charger with 2 connectors. Alternate designations: DirectPowerPS 240 Fleet, DirectPowerPS 240
Nuvve | DC RES-HD60-V2G (RES-HD60-V2G) | DC Rapid HD Charging Station 60kW | DC V2G | 60 | Power Cabinet, Rhombus: RES-DCVC60-480-V2G (RES-HD60-V2G), Firmware 603/0A16, Checksum 0A16 Approved dispensers are RES-D2-CS20-V2G (RES-HD125-V2G), 1x CCS1 connector | Nidec | EVDIS-L300DAWM000 | DirectPowerPS Tower 300 Flagship | DC | 300 | 300kW all-in-one charger with 2 connectors, advertising display, and payment terminal. Alternate designations: DirectPowerPS 300 Flagship, DirectPowerPS 300
Nuvve | EVSE-B-P1-H1 | EVSE PowerPort Neo 19kW L2 (1 phase, J1772) | AC | 19.2 | Single Port, Standalone network capability | Nidec | EVDIS-L300DFW00031 | DirectPowerPS Tower 300 Fleet | DC | 300 | 300kW all-in-one charger with 2 connectors. Alternate designations: DirectPowerPS 300 Fleet, DirectPowerPS 300
Nuvve | JT-30DC-V1G, JT-30DC-V1G-BA | EVSE Nuvve DC 30kW Smart Charging Station (CCS1, uni-directional, wall-mount) | DC | 30 | Single port. | Nidec | EVDIS-L360DAWM000 | DirectPowerPS Tower 360 Flagship | DC | 360 | 360kW all-in-one charger with 2 connectors, advertising display, and payment terminal. Alternate designations: DirectPowerPS 360 Flagship, DirectPowerPS 360
Nuvve | TP-120DC-V1G-H1-C, TP-120DC-V1G-H1-N, TP-120DC-V1G-H2-CC, TP-120DC-V1G-H2-NN, TP-120DC-V1G-H2-NC, TP-120DC-V1G-H1-C-BA, TP-120DC-V1G-H1-N-BA, TP-120DC-V1G-H2-CC-BA, TP-120DC-V1G-H2-NN-BA, TP-120DC-V1G-H2-NC-BA | EVSE Nuvve DCFC 120kW Smart Charging Station (Single or Dual Port, CCS1 or NACS, Power Sharing, non-BABA or BABA) | DC | 120 | Dual port. Can be configured with: 2x CCS, 2x NACS, 2x CHAdeMO, 1x CCS + 1x NACS, 1x CCS + 1x CHAdeMO | Nidec | EVDIS-L360DFW00031 | DirectPowerPS Tower 360 Fleet | DC | 360 | 360kW all-in-one charger with 2 connectors. Alternate designations: DirectPowerPS 360 Fleet, DirectPowerPS 360
Nuvve | TP-160DC-V1G-H1-C, TP-160DC-V1G-H1-N, TP-160DC-V1G-H2-CC, TP-160DC-V1G-H2-NN, TP-160DC-V1G-H2-NC, TP-160DC-V1G-H1-C-BA, TP-160DC-V1G-H1-N-BA, TP-160DC-V1G-H2-CC-BA, TP-160DC-V1G-H2-NN-BA, TP-160DC-V1G-H2-NC-BA | EVSE Nuvve DCFC 160kW Smart Charging Station (Single or Dual Port, CCS1 or NACS, Power Sharing, non-BABA or BABA) | DC | 160 | Dual port. Can be configured with: 2x CCS, 2x NACS, 2x CHAdeMO, 1x CCS + 1x NACS, 1x CCS + 1x CHAdeMO | Noodoe | AC11P/ AC11P Exceed | 0 | AC | 11.5 | Single port.
Nuvve | TP-180DC-V1G-H1-C, TP-180DC-V1G-H1-N, TP-180DC-V1G-H2-CC, TP-180DC-V1G-H2-NN, TP-180DC-V1G-H2-NC, TP-180DC-V1G-H1-C-BA, TP-180DC-V1G-H1-N-BA, TP-180DC-V1G-H2-CC-BA, TP-180DC-V1G-H2-NN-BA, TP-180DC-V1G-H2-NC-BA | EVSE Nuvve DCFC 180kW Smart Charging Station (Single or Dual Port, CCS1 or NACS, Power Sharing, non-BABA or BABA) | DC | 180 | Dual port. Can be configured with: 2x CCS, 2x NACS, 2x CHAdeMO, 1x CCS + 1x NACS, 1x CCS + 1x CHAdeMO | Noodoe | AC007LISXX25240WUS1 (AC7L) | 0 | AC | 7 | Single Port, Standalone network capability
Nuvve | TP-200DC-V1G-H2-CC | TP-200DC-V1G(-####) | DC | 200 | Dual Port, either 2x CCS or 1x CCS + 1x CHAdeMO | Noodoe | AC007LISXX25240WUS2 (AC7LC) | 0 | AC | 7 | Single Port, Standalone network capability
Nuvve | TP-20DC-V2G-H1-C, TP-20DC-V2G-H1-N, TP-20DC-V2G-H1-C-BA, TP-20DC-V2G-H1-N-BA | EVSE Nuvve DC 20kW V2G Station (Single Port, CCS1 or NACS, non-BABA or BABA) | DC V2G | 20 | Bidirectional charger | Noodoe | AC19L | 0 | AC | 19 | Single Port, Standalone network capability
Nuvve | TP-240DC-V1G-H2-CC | TP-240DC-V1G(-####) | DC | 240 | Dual Port, either 2x CCS or 1x CCS + 1x CHAdeMO | Noodoe | AC19L Exceed | 0 | AC | 19 | Single Port, Standalone network capability
Nuvve | TP-300HPDC-V1G-H1-C, TP-300HPDC-V1G-H1-N, TP-300HPDC-V1G-H2-CC, TP-300HPDC-V1G-H2-NN, TP-300HPDC-V1G-H2-NC, TP-300HPDC-V1G-H1-C-BA, TP-300HPDC-V1G-H1-N-BA, TP-300HPDC-V1G-H2-CC-BA, TP-300HPDC-V1G-H2-NN-BA, TP-300HPDC-V1G-H2-NC-BA | EVSE Nuvve DCFC 300kW Smart Charging Station (Single or Dual Port, CCS1 or NACS, Power Sharing, non-BABA or BABA) | DC | 300 | Dual Port, either 2x CCS or 1x CCS + 1x CHAdeMO | Noodoe | DC060PHCSX13480SUS1 | 0 | DC | 60 | 1x CCS1 connector 1x CHAdeMO connector
Nuvve | TP-30DC-V1G-H1-C, TP-30DC-V1G-H1-N, TP-30DC-V1G-H1-C-BA, TP-30DC-V1G-H1-N-BA | EVSE Nuvve DCFC 30kW Smart Charging Station (Single Port, CCS1 or NACS, non-BABA or BABA) | DC | 30 | Dual port. Can be configured with: 2x CCS, 2x NACS, 2x CHAdeMO, 1x CCS + 1x NACS, 1x CCS + 1x CHAdeMO | Noodoe | DC060PHSSX13480SUS1 | 0 | DC | 60 | 2x CCS1 connector
Nuvve | TP-30DC-V2G-H1-C | TP-30DC-V1G(-####) | DC V2G | 30 | Bidirectional charger | Noodoe | DC090PHCSX13480SUS1 | 0 | DC | 90 | 1x CCS1 connector 1x CHAdeMO connector
Nuvve | TP-360HPDC-V1G-H1-C, TP-360HPDC-V1G-H1-N, TP-360HPDC-V1G-H2-CC, TP-360HPDC-V1G-H2-NN, TP-360HPDC-V1G-H2-NC, TP-360HPDC-V1G-H1-C-BA, TP-360HPDC-V1G-H1-N-BA, TP-360HPDC-V1G-H2-CC-BA, TP-360HPDC-V1G-H2-NN-BA, TP-360HPDC-V1G-H2-NC-BA | EVSE Nuvve DCFC 360kW Smart Charging Station (Single or Dual Port, CCS1 or NACS, Power Sharing, non-BABA or BABA) | DC | 360 | Dual Port, either 2x CCS or 1x CCS + 1x CHAdeMO | Noodoe | DC090PHSSX13480SUS1 | 0 | DC | 90 | 2x CCS1 connector
Nuvve | TP-40DC-V2G-H1-C, TP-40DC-V2G-H1-N, TP-40DC-V2G-H1-C-BA, TP-40DC-V2G-H1-N-BA | EVSE Nuvve DC 40kW V2G Station (Single Port, CCS1 or NACS, non-BABA or BABA) | DC V2G | 40 | Bidirectional charger | Noodoe | DC120PHCSX13480SUS1 | 0 | DC | 120 | 1x CCS1 connector 1x CHAdeMO connector
Nuvve | TP-60DC-V1G-H1-C, TP-60DC-V1G-H1-N, TP-60DC-V1G-H2-CC, TP-60DC-V1G-H2-NN, TP-60DC-V1G-H2-NC, TP-60DC-V1G-H1-C-BA, TP-60DC-V1G-H1-N-BA, TP-60DC-V1G-H2-CC-BA, TP-60DC-V1G-H2-NN-BA, TP-60DC-V1G-H2-NC-BA | EVSE Nuvve DCFC 60kW Smart Charging Station (Single or Dual Port, CCS1 or NACS, non-BABA or BABA) | DC | 60 | Dual port. Can be configured with: 2x CCS, 2x NACS, 2x CHAdeMO, 1x CCS + 1x NACS, 1x CCS + 1x CHAdeMO | Noodoe | DC120PHSSX13480SUS1 | 0 | DC | 120 | 2x CCS1 connector
Nuvve | TP-60DC-V2G-H1-C, TP-60DC-V2G-H1-N, TP-60DC-V2G-H1-C-BA, TP-60DC-V2G-H1-N-BA | EVSE Nuvve DC 60kW V2G Station (Single Port, CCS1 or NACS, non-BABA or BABA) | DC V2G | 60 | Bidirectional charger | Noodoe | DC150PHCSX13480SUS1 | 0 | DC | 150 | 1x CCS1 connector 1x CHAdeMO connector
OpConnect | IC80 | IC80 | AC | 19.2 | Single Port NRTL Listed as EX-1193-1 | Noodoe | DC150PHSSX13480SUS1 | 0 | DC | 150 | 2x CCS1 connector
OpConnect | OC-IC3-32AH | 0 | AC | 7.2 | Single Port, Standalone network capability | Noodoe | DC180PHCSX13480SUS1 | 0 | DC | 180 | 1x CCS1 connector 1x CHAdeMO connector
OpConnect | OC-SC3-32AN | 0 | AC | 7.7 | Single Port, Standalone network capability | Noodoe | DC180PHSSX13480SUS1 | 0 | DC | 180 | 2x CCS1 connector
OpConnect | SC80 | SC80 | AC | 19.2 | Single Port NRTL Listed as EX-1193-3 | Noodoe | W1000 | 0 | AC | 7.2 | Single Port, Standalone network capability
Pando Electric | Pando 002A | Pando 002A | MANAGED OUTLET | 9.6 | Single port. | NorthCharge US LLC. | ADC002C190NACS90 | CORE 180 | DC | 180 | Dual port.
Plugzio | M3P140U | Cando | AC | 9.6 | Single port | Nuvve | DC RES-HD125-V2G (RES-HD125-V2G) | DC Rapid HD Charging Station 125kW | DC V2G | 125 | Power Cabinet, Rhombus: RES-DCVC125-480-V2G (RES-HD125-V2G), Firmware 603/0A16, Checksum A6AB Approved dispensers are RES-D2-CS20-V2G (RES-HD125-V2G), 1x CCS1 connector
PositivEnergy US | PES-DCVC60kW-480 | PES-DCVC60kW-480 | DC | 60 | 0 | Nuvve | DC RES-HD60-V2G (RES-HD60-V2G) | DC Rapid HD Charging Station 60kW | DC V2G | 60 | Power Cabinet, Rhombus: RES-DCVC60-480-V2G (RES-HD60-V2G), Firmware 603/0A16, Checksum 0A16 Approved dispensers are RES-D2-CS20-V2G (RES-HD125-V2G), 1x CCS1 connector
PositivEnergy US | PES-DCVC60kW-V2G | PES-DCVC60kW-V2G | DC | 60 | 0 | Nuvve | EVSE-B-P1-H1 | EVSE PowerPort Neo 19kW L2 (1 phase, J1772) | AC | 19.2 | Single Port, Standalone network capability
PositivEnergy US | PES-DCVC-125kW-480 | PES-DCVC-125kW-480 | DC | 125 | 0 | Nuvve | JT-30DC-V1G, JT-30DC-V1G-BA | EVSE Nuvve DC 30kW Smart Charging Station (CCS1, uni-directional, wall-mount) | DC | 30 | Single port.
PositivEnergy US | PES-DCVC-125kW-480-V2G | PES-DCVC-125kW-480-V2G | DC | 125 | 0 | Nuvve | TP-120DC-V1G-H1-C, TP-120DC-V1G-H1-N, TP-120DC-V1G-H2-CC, TP-120DC-V1G-H2-NN, TP-120DC-V1G-H2-NC, TP-120DC-V1G-H1-C-BA, TP-120DC-V1G-H1-N-BA, TP-120DC-V1G-H2-CC-BA, TP-120DC-V1G-H2-NN-BA, TP-120DC-V1G-H2-NC-BA | EVSE Nuvve DCFC 120kW Smart Charging Station (Single or Dual Port, CCS1 or NACS, Power Sharing, non-BABA or BABA) | DC | 120 | Dual port. Can be configured with: 2x CCS, 2x NACS, 2x CHAdeMO, 1x CCS + 1x NACS, 1x CCS + 1x CHAdeMO
Power Electronics | NB0600U | 0 | DC | 60 | 1x CCS1 connector or 1x CHAdeMO connector | Nuvve | TP-160DC-V1G-H1-C, TP-160DC-V1G-H1-N, TP-160DC-V1G-H2-CC, TP-160DC-V1G-H2-NN, TP-160DC-V1G-H2-NC, TP-160DC-V1G-H1-C-BA, TP-160DC-V1G-H1-N-BA, TP-160DC-V1G-H2-CC-BA, TP-160DC-V1G-H2-NN-BA, TP-160DC-V1G-H2-NC-BA | EVSE Nuvve DCFC 160kW Smart Charging Station (Single or Dual Port, CCS1 or NACS, Power Sharing, non-BABA or BABA) | DC | 160 | Dual port. Can be configured with: 2x CCS, 2x NACS, 2x CHAdeMO, 1x CCS + 1x NACS, 1x CCS + 1x CHAdeMO
Power Electronics | NB060SU | 0 | DC | 60 | 1x CCS1 connector or 1x CHAdeMO connector. | Nuvve | TP-180DC-V1G-H1-C, TP-180DC-V1G-H1-N, TP-180DC-V1G-H2-CC, TP-180DC-V1G-H2-NN, TP-180DC-V1G-H2-NC, TP-180DC-V1G-H1-C-BA, TP-180DC-V1G-H1-N-BA, TP-180DC-V1G-H2-CC-BA, TP-180DC-V1G-H2-NN-BA, TP-180DC-V1G-H2-NC-BA | EVSE Nuvve DCFC 180kW Smart Charging Station (Single or Dual Port, CCS1 or NACS, Power Sharing, non-BABA or BABA) | DC | 180 | Dual port. Can be configured with: 2x CCS, 2x NACS, 2x CHAdeMO, 1x CCS + 1x NACS, 1x CCS + 1x CHAdeMO
Power Electronics | NB0900U | 0 | DC | 90 | 1x CCS1 connector or 1x CHAdeMO connector. | Nuvve | TP-200DC-V1G-H2-CC | TP-200DC-V1G(-####) | DC | 200 | Dual Port, either 2x CCS or 1x CCS + 1x CHAdeMO
Power Electronics | NB090SU | 0 | DC | 90 | 1x CCS1 connector or 1x CHAdeMO connector. | Nuvve | TP-20DC-V2G-H1-C, TP-20DC-V2G-H1-N, TP-20DC-V2G-H1-C-BA, TP-20DC-V2G-H1-N-BA | EVSE Nuvve DC 20kW V2G Station (Single Port, CCS1 or NACS, non-BABA or BABA) | DC V2G | 20 | Bidirectional charger
Power Electronics | NB1200U | 0 | DC | 120 | 1x CCS1 connector or 1x CHAdeMO connector. | Nuvve | TP-240DC-V1G-H2-CC | TP-240DC-V1G(-####) | DC | 240 | Dual Port, either 2x CCS or 1x CCS + 1x CHAdeMO
Power Electronics | NB120SU | 0 | DC | 120 | 1x CCS1 connector or 1x CHAdeMO connector. | Nuvve | TP-300HPDC-V1G-H1-C, TP-300HPDC-V1G-H1-N, TP-300HPDC-V1G-H2-CC, TP-300HPDC-V1G-H2-NN, TP-300HPDC-V1G-H2-NC, TP-300HPDC-V1G-H1-C-BA, TP-300HPDC-V1G-H1-N-BA, TP-300HPDC-V1G-H2-CC-BA, TP-300HPDC-V1G-H2-NN-BA, TP-300HPDC-V1G-H2-NC-BA | EVSE Nuvve DCFC 300kW Smart Charging Station (Single or Dual Port, CCS1 or NACS, Power Sharing, non-BABA or BABA) | DC | 300 | Dual Port, either 2x CCS or 1x CCS + 1x CHAdeMO
Power Electronics | NB1500U | 0 | DC | 150 | 1x CCS1 connector or 1x CHAdeMO connector. | Nuvve | TP-30DC-V1G-H1-C, TP-30DC-V1G-H1-N, TP-30DC-V1G-H1-C-BA, TP-30DC-V1G-H1-N-BA | EVSE Nuvve DCFC 30kW Smart Charging Station (Single Port, CCS1 or NACS, non-BABA or BABA) | DC | 30 | Dual port. Can be configured with: 2x CCS, 2x NACS, 2x CHAdeMO, 1x CCS + 1x NACS, 1x CCS + 1x CHAdeMO
Power Electronics | NB150SU | 0 | DC | 150 | 1x CCS1 connector or 1x CHAdeMO connector. | Nuvve | TP-30DC-V2G-H1-C | TP-30DC-V1G(-####) | DC V2G | 30 | Bidirectional charger
Power Electronics | NB1800U | 0 | DC | 180 | 1x CCS1 connector or 1x CHAdeMO connector. | Nuvve | TP-360HPDC-V1G-H1-C, TP-360HPDC-V1G-H1-N, TP-360HPDC-V1G-H2-CC, TP-360HPDC-V1G-H2-NN, TP-360HPDC-V1G-H2-NC, TP-360HPDC-V1G-H1-C-BA, TP-360HPDC-V1G-H1-N-BA, TP-360HPDC-V1G-H2-CC-BA, TP-360HPDC-V1G-H2-NN-BA, TP-360HPDC-V1G-H2-NC-BA | EVSE Nuvve DCFC 360kW Smart Charging Station (Single or Dual Port, CCS1 or NACS, Power Sharing, non-BABA or BABA) | DC | 360 | Dual Port, either 2x CCS or 1x CCS + 1x CHAdeMO
Power Electronics | NB180SU | 0 | DC | 180 | 1x CCS1 connector or 1x CHAdeMO connector. | Nuvve | TP-40DC-V2G-H1-C, TP-40DC-V2G-H1-N, TP-40DC-V2G-H1-C-BA, TP-40DC-V2G-H1-N-BA | EVSE Nuvve DC 40kW V2G Station (Single Port, CCS1 or NACS, non-BABA or BABA) | DC V2G | 40 | Bidirectional charger
Power Electronics | NB2100U | 0 | DC | 210 | 1x CCS1 connector or 1x CHAdeMO connector. | Nuvve | TP-60DC-V1G-H1-C, TP-60DC-V1G-H1-N, TP-60DC-V1G-H2-CC, TP-60DC-V1G-H2-NN, TP-60DC-V1G-H2-NC, TP-60DC-V1G-H1-C-BA, TP-60DC-V1G-H1-N-BA, TP-60DC-V1G-H2-CC-BA, TP-60DC-V1G-H2-NN-BA, TP-60DC-V1G-H2-NC-BA | EVSE Nuvve DCFC 60kW Smart Charging Station (Single or Dual Port, CCS1 or NACS, non-BABA or BABA) | DC | 60 | Dual port. Can be configured with: 2x CCS, 2x NACS, 2x CHAdeMO, 1x CCS + 1x NACS, 1x CCS + 1x CHAdeMO
Power Electronics | NB210SU | 0 | DC | 210 | 1x CCS1 connector or 1x CHAdeMO connector. | Nuvve | TP-60DC-V2G-H1-C, TP-60DC-V2G-H1-N, TP-60DC-V2G-H1-C-BA, TP-60DC-V2G-H1-N-BA | EVSE Nuvve DC 60kW V2G Station (Single Port, CCS1 or NACS, non-BABA or BABA) | DC V2G | 60 | Bidirectional charger
Power Electronics | NB2400U | 0 | DC | 240 | 1x CCS1 connector or 1x CHAdeMO connector. | OpConnect | IC80 | IC80 | AC | 19.2 | Single Port NRTL Listed as EX-1193-1
Power Electronics | NB240SU | 0 | DC | 240 | 1x CCS1 connector or 1x CHAdeMO connector. | OpConnect | OC-IC3-32AH | 0 | AC | 7.2 | Single Port, Standalone network capability
Power Electronics | NB240U | NB400 | DC | 240 | Dual port. | OpConnect | OC-SC3-32AN | 0 | AC | 7.7 | Single Port, Standalone network capability
Power Electronics | NB320U | NB400 | DC | 320 | Dual port. | OpConnect | SC80 | SC80 | AC | 19.2 | Single Port NRTL Listed as EX-1193-3
Power Electronics | NB400U | NB400 | DC | 400 | Dual port. | Pando Electric | Pando P001 | Pando P001 Smart Outlet | MANAGED OUTLET | 9.6 | Single port.
Power Electronics | NBI01100U | 0 | DC V2G | 110 | Power Cabinet. Vetted dispenser is NBDI200U, NBDI300U. Available with 1 or 2 CSS-1 or CHAdeMO connectors. | Pando Electric | Pando 002A | Pando 002A | MANAGED OUTLET | 9.6 | Single port.
Power Electronics | NBI0110SU | 0 | DC V2G | 110 | Power Cabinet. Vetted dispenser is NBDI200U, NBDI300U. Available with 1 or 2 CSS-1 or CHAdeMO connectors. | Plugzio | M3P140U | Cando | AC | 9.6 | Single port
Power Electronics | NBI01300U | 0 | DC V2G | 135 | Power Cabinet. Vetted dispenser is NBDI200U, NBDI300U. Available with 1 or 2 CSS-1 or CHAdeMO connectors. | PositivEnergy US | PES-DCVC60kW-480 | PES-DCVC60kW-480 | DC | 60 | 0
Power Electronics | NBI0130SU | 0 | DC V2G | 135 | Power Cabinet. Vetted dispenser is NBDI200U, NBDI300U. Available with 1 or 2 CSS-1 or CHAdeMO connectors. | PositivEnergy US | PES-DCVC60kW-V2G | PES-DCVC60kW-V2G | DC | 60 | 0
Power Electronics | NBI0400U | 0 | DC V2G | 40 | Power Cabinet. Vetted dispenser is NBDI200U, NBDI300U. Available with 1 or 2 CSS-1 or CHAdeMO connectors. | PositivEnergy US | PES-DCVC-125kW-480 | PES-DCVC-125kW-480 | DC | 125 | 0
Power Electronics | NBI040SU | 0 | DC V2G | 40 | Power Cabinet. Vetted dispenser is NBDI200U, NBDI300U. Available with 1 or 2 CSS-1 or CHAdeMO connectors. | PositivEnergy US | PES-DCVC-125kW-480-V2G | PES-DCVC-125kW-480-V2G | DC | 125 | 0
Power Electronics | NBi0600U | 0 | DC | 60 | Power Cabinet. Vetted dispensers are NBDI2000U,NBDI3000U. 1x CCS1 connector or 1x CHAdeMO connector. | Power Electronics | NB0600U | 0 | DC | 60 | 1x CCS1 connector or 1x CHAdeMO connector
Power Electronics | NBi060SU | 0 | DC | 60 | Power Cabinet. Vetted dispensers are NBDI2000U,NBDI3000U. 1x CCS1 connector or 1x CHAdeMO connector. | Power Electronics | NB060SU | 0 | DC | 60 | 1x CCS1 connector or 1x CHAdeMO connector.
Power Electronics | NBI0650U | 0 | DC V2G | 65 | Power Cabinet. Vetted dispenser is NBDI200U, NBDI300U. Available with 1 or 2 CSS-1 or CHAdeMO connectors. | Power Electronics | NB0900U | 0 | DC | 90 | 1x CCS1 connector or 1x CHAdeMO connector.
Power Electronics | NBI065SU | 0 | DC V2G | 65 | Power Cabinet. Vetted dispenser is NBDI200U, NBDI300U. Available with 1 or 2 CSS-1 or CHAdeMO connectors. | Power Electronics | NB090SU | 0 | DC | 90 | 1x CCS1 connector or 1x CHAdeMO connector.
Power Electronics | NBI0850SU | 0 | DC V2G | 85 | Power Cabinet. Vetted dispenser is NBDI200U, NBDI300U. Available with 1 or 2 CSS-1 or CHAdeMO connectors. | Power Electronics | NB1200U | 0 | DC | 120 | 1x CCS1 connector or 1x CHAdeMO connector.
Power Electronics | NBI0850U | 0 | DC V2G | 85 | Power Cabinet. Vetted dispenser is NBDI200U, NBDI300U. Available with 1 or 2 CSS-1 or CHAdeMO connectors. | Power Electronics | NB120SU | 0 | DC | 120 | 1x CCS1 connector or 1x CHAdeMO connector.
Power Electronics | NBi0900U | 0 | DC | 90 | Power Cabinet. Vetted dispensers are NBDI2000U,NBDI3000U. 1x CCS1 connector or 1x CHAdeMO connector. | Power Electronics | NB1500U | 0 | DC | 150 | 1x CCS1 connector or 1x CHAdeMO connector.
Power Electronics | NBi090SU | 0 | DC | 90 | Power Cabinet. Vetted dispensers are NBDI2000U,NBDI3000U. 1x CCS1 connector or 1x CHAdeMO connector. | Power Electronics | NB150SU | 0 | DC | 150 | 1x CCS1 connector or 1x CHAdeMO connector.
Power Electronics | NBi1200U | 0 | DC | 120 | Power Cabinet. Vetted dispensers are NBDI2000U,NBDI3000U. 1x CCS1 connector or 1x CHAdeMO connector. | Power Electronics | NB1800U | 0 | DC | 180 | 1x CCS1 connector or 1x CHAdeMO connector.
Power Electronics | NBi120SU | 0 | DC | 120 | Power Cabinet. Vetted dispensers are NBDI2000U,NBDI3000U. 1x CCS1 connector or 1x CHAdeMO connector. | Power Electronics | NB180SU | 0 | DC | 180 | 1x CCS1 connector or 1x CHAdeMO connector.
Power Electronics | NBi1500U | 0 | DC | 150 | Power Cabinet. Vetted dispenser is NBDI2000U,NBDI3000U. Available with 1 or 2 CCS1 or CHAdeMo connectors. | Power Electronics | NB2100U | 0 | DC | 210 | 1x CCS1 connector or 1x CHAdeMO connector.
Power Electronics | NBi150SU | 0 | DC | 150 | Power Cabinet. Vetted dispenser is NBDI2000U,NBDI3000U. Available with 1 or 2 CCS1 or CHAdeMo connectors. | Power Electronics | NB210SU | 0 | DC | 210 | 1x CCS1 connector or 1x CHAdeMO connector.
Power Electronics | NBi1800U | 0 | DC | 180 | Power Cabinet. Vetted dispenser is NBDI2000U,NBDI3000U. Available with 1 or 2 CCS1 or CHAdeMo connectors. | Power Electronics | NB2400U | 0 | DC | 240 | 1x CCS1 connector or 1x CHAdeMO connector.
Power Electronics | NBi180SU | 0 | DC | 180 | Power Cabinet. Vetted dispenser is NBDI2000U,NBDI3000U. Available with 1 or 2 CCS1 or CHAdeMo connectors. | Power Electronics | NB240SU | 0 | DC | 240 | 1x CCS1 connector or 1x CHAdeMO connector.
Power Electronics | NBSK084000U | 0 | DC | 840 | Power Cabinet. Vetted dispenser is NBDI2000U,NBDI3000U. Available with 1 or 2 CCS1 or CHAdeMo connectors. | Power Electronics | NB240U | NB400 | DC | 240 | Dual port.
Power Electronics | NBSK08400SU | 0 | DC | 840 | Power Cabinet. Vetted dispenser is NBDI2000U,NBDI3000U. Available with 1 or 2 CCS1 or CHAdeMo connectors. | Power Electronics | NB320U | NB400 | DC | 320 | Dual port.
Power Electronics | NBSK108000U | 0 | DC | 1080 | Power Cabinet. Vetted dispenser is NBDI2000U,NBDI3000U. Available with 1 or 2 CCS1 or CHAdeMo connectors. | Power Electronics | NB400U | NB400 | DC | 400 | Dual port.
Power Electronics | NBSK10800SU | 0 | DC | 1080 | Power Cabinet. Vetted dispenser is NBDI2000U,NBDI3000U. Available with 1 or 2 CCS1 or CHAdeMo connectors. | Power Electronics | NBI01100U | 0 | DC V2G | 110 | Power Cabinet. Vetted dispenser is NBDI200U, NBDI300U. Available with 1 or 2 CSS-1 or CHAdeMO connectors.
Power Electronics | NBSK120000U | 0 | DC | 1200 | Power Cabinet. Vetted dispenser is NBDI2000U,NBDI3000U. Available with 1 or 2 CCS1 or CHAdeMo connectors. | Power Electronics | NBI0110SU | 0 | DC V2G | 110 | Power Cabinet. Vetted dispenser is NBDI200U, NBDI300U. Available with 1 or 2 CSS-1 or CHAdeMO connectors.
Power Electronics | NBSK12000SU | 0 | DC | 1200 | Power Cabinet. Vetted dispenser is NBDI2000U,NBDI3000U. Available with 1 or 2 CCS1 or CHAdeMo connectors. | Power Electronics | NBI01300U | 0 | DC V2G | 135 | Power Cabinet. Vetted dispenser is NBDI200U, NBDI300U. Available with 1 or 2 CSS-1 or CHAdeMO connectors.
Power Electronics | NBSK132000U | 0 | DC | 1320 | Power Cabinet. Vetted dispenser is NBDI2000U,NBDI3000U. Available with 1 or 2 CCS1 or CHAdeMo connectors. | Power Electronics | NBI0130SU | 0 | DC V2G | 135 | Power Cabinet. Vetted dispenser is NBDI200U, NBDI300U. Available with 1 or 2 CSS-1 or CHAdeMO connectors.
Power Electronics | NBSK13200SU | 0 | DC | 1320 | Power Cabinet. Vetted dispenser is NBDI2000U,NBDI3000U. Available with 1 or 2 CCS1 or CHAdeMo connectors. | Power Electronics | NBI0400U | 0 | DC V2G | 40 | Power Cabinet. Vetted dispenser is NBDI200U, NBDI300U. Available with 1 or 2 CSS-1 or CHAdeMO connectors.
Power Electronics | NBSK144000U | 0 | DC | 1440 | Power Cabinet. Vetted dispenser is NBDI2000U,NBDI3000U. Available with 1 or 2 CCS1 or CHAdeMo connectors. | Power Electronics | NBI040SU | 0 | DC V2G | 40 | Power Cabinet. Vetted dispenser is NBDI200U, NBDI300U. Available with 1 or 2 CSS-1 or CHAdeMO connectors.
Power Electronics | NBSK14400SU | 0 | DC | 1440 | Power Cabinet. Vetted dispenser is NBDI2000U,NBDI3000U. Available with 1 or 2 CCS1 or CHAdeMo connectors. | Power Electronics | NBi0600U | 0 | DC | 60 | Power Cabinet. Vetted dispensers are NBDI2000U,NBDI3000U. 1x CCS1 connector or 1x CHAdeMO connector.
Power Electronics | NBW300U | 0 | DC | 30 | Available with 1 CSS-1, 1 CHAdeMO or 1 CSS-1 + 1 CHAdeMO connectors configuration. | Power Electronics | NBi060SU | 0 | DC | 60 | Power Cabinet. Vetted dispensers are NBDI2000U,NBDI3000U. 1x CCS1 connector or 1x CHAdeMO connector.
Power Innovations International Inc. | EVQC030-#### | 30kW DC EV Quick Charger | DC | 30 | Single port | Power Electronics | NBI0650U | 0 | DC V2G | 65 | Power Cabinet. Vetted dispenser is NBDI200U, NBDI300U. Available with 1 or 2 CSS-1 or CHAdeMO connectors.
Power Innovations International Inc. | EVQC060-#### | 60kW DC EV Quick Charger | DC | 60 | Single port | Power Electronics | NBI065SU | 0 | DC V2G | 65 | Power Cabinet. Vetted dispenser is NBDI200U, NBDI300U. Available with 1 or 2 CSS-1 or CHAdeMO connectors.
Power Innovations International Inc. | EVQC060-M### | 60kW Indoor Mobile DC EV Quick Charger | DC | 60 | Single port | Power Electronics | NBI0850SU | 0 | DC V2G | 85 | Power Cabinet. Vetted dispenser is NBDI200U, NBDI300U. Available with 1 or 2 CSS-1 or CHAdeMO connectors.
PowerFlex Systems | EX-1193-M | IC 80A Gen2 | AC | 19.2 | Single port. | Power Electronics | NBI0850U | 0 | DC V2G | 85 | Power Cabinet. Vetted dispenser is NBDI200U, NBDI300U. Available with 1 or 2 CSS-1 or CHAdeMO connectors.
PowerFlex Systems | JNT-EVC10 (PF-JT48) | 0 | AC | 11.52 | Must acquire Nexus | Power Electronics | NBi0900U | 0 | DC | 90 | Power Cabinet. Vetted dispensers are NBDI2000U,NBDI3000U. 1x CCS1 connector or 1x CHAdeMO connector.
PowerFlex Systems | PF-DX | 0 | AC | 7.7 | Single Port, Must acquire Gateway for network connectivity NRTL listed as Webasto Turbo DX 32A | Power Electronics | NBi090SU | 0 | DC | 90 | Power Cabinet. Vetted dispensers are NBDI2000U,NBDI3000U. 1x CCS1 connector or 1x CHAdeMO connector.
PowerFlex Systems | W1-UC168-0MF1FR | ADV+48A / SC48 | AC | 11.6 | Single port. | Power Electronics | NBi1200U | 0 | DC | 120 | Power Cabinet. Vetted dispensers are NBDI2000U,NBDI3000U. 1x CCS1 connector or 1x CHAdeMO connector.
PowerFlex Systems | W1-UC168-0MK1ER | IC 48A | AC | 11.6 | Single port. | Power Electronics | NBi120SU | 0 | DC | 120 | Power Cabinet. Vetted dispensers are NBDI2000U,NBDI3000U. 1x CCS1 connector or 1x CHAdeMO connector.
PowerFlex Systems | W1-UC168-0ML1EP | IC 48A with POS | AC | 11.6 | Single port. | Power Electronics | NBi1500U | 0 | DC | 150 | Power Cabinet. Vetted dispenser is NBDI2000U,NBDI3000U. Available with 1 or 2 CCS1 or CHAdeMo connectors.
PowerPump | AC550 | AC550 | AC | 10 | Single Port. | Power Electronics | NBi150SU | 0 | DC | 150 | Power Cabinet. Vetted dispenser is NBDI2000U,NBDI3000U. Available with 1 or 2 CCS1 or CHAdeMo connectors.
PowerPump | DC120 | Level 3 DC Charging Station 120kW | DC | 120 | SAE J1772, Standalone network capability | Power Electronics | NBi1800U | 0 | DC | 180 | Power Cabinet. Vetted dispenser is NBDI2000U,NBDI3000U. Available with 1 or 2 CCS1 or CHAdeMo connectors.
PowerPump | DC150 | Level 3 DC Charging Station 150kW | DC | 150 | SAE J1772, Standalone network capability | Power Electronics | NBi180SU | 0 | DC | 180 | Power Cabinet. Vetted dispenser is NBDI2000U,NBDI3000U. Available with 1 or 2 CCS1 or CHAdeMo connectors.
PowerPump | DC180 | Level 3 DC Charging Station 1280kW | DC | 180 | SAE J1772, Standalone network capability | Power Electronics | NBSK084000U | 0 | DC | 840 | Power Cabinet. Vetted dispenser is NBDI2000U,NBDI3000U. Available with 1 or 2 CCS1 or CHAdeMo connectors.
PowerPump | DC300 | 0 | DC | 300 | 0 | Power Electronics | NBSK08400SU | 0 | DC | 840 | Power Cabinet. Vetted dispenser is NBDI2000U,NBDI3000U. Available with 1 or 2 CCS1 or CHAdeMo connectors.
PowerPump | DC360 | 0 | DC | 360 | 0 | Power Electronics | NBSK108000U | 0 | DC | 1080 | Power Cabinet. Vetted dispenser is NBDI2000U,NBDI3000U. Available with 1 or 2 CCS1 or CHAdeMo connectors.
PowerPump | DC60 | Level 3 DC Charging Station 60kW | DC | 60 | SAE J1772, Standalone network capability | Power Electronics | NBSK10800SU | 0 | DC | 1080 | Power Cabinet. Vetted dispenser is NBDI2000U,NBDI3000U. Available with 1 or 2 CCS1 or CHAdeMo connectors.
QCharge123 | QAC2-BC | Commercial Charger | AC | 19.2 | Single or dual port. | Power Electronics | NBSK120000U | 0 | DC | 1200 | Power Cabinet. Vetted dispenser is NBDI2000U,NBDI3000U. Available with 1 or 2 CCS1 or CHAdeMo connectors.
QCharge123 | QAC2-BR | Residential/Low Commercial Charger | AC | 9.6 | Single port. | Power Electronics | NBSK12000SU | 0 | DC | 1200 | Power Cabinet. Vetted dispenser is NBDI2000U,NBDI3000U. Available with 1 or 2 CCS1 or CHAdeMo connectors.
RAB Lighting Inc. | EVC48 | EVC48 | AC | 11 | Single Port, Standalone network capability; OCA Full and Security certificates under software version V1.00 | Power Electronics | NBSK132000U | 0 | DC | 1320 | Power Cabinet. Vetted dispenser is NBDI2000U,NBDI3000U. Available with 1 or 2 CCS1 or CHAdeMo connectors.
Red E Charge | 0 | Red E Stellar 60-240kW | DC | 240 | 0 | Power Electronics | NBSK13200SU | 0 | DC | 1320 | Power Cabinet. Vetted dispenser is NBDI2000U,NBDI3000U. Available with 1 or 2 CCS1 or CHAdeMo connectors.
SARIN Energy | SES-EVC-AC48A01HW-U-***** | Deluxe Premium Commercial Charger | AC | 11.5 | Single port. This unit has been tested with Stay-N-Charge software and may be purchased with configuration to this network. However, the unit is capable of operating on any OCPP compliant network. | Power Electronics | NBSK144000U | 0 | DC | 1440 | Power Cabinet. Vetted dispenser is NBDI2000U,NBDI3000U. Available with 1 or 2 CCS1 or CHAdeMo connectors.
Siemens | 8EM13105HF141GA2 | VersiCharge AC 48A NTEP | AC | 11.5 | Single Port, Standalone network capability | Power Electronics | NBSK14400SU | 0 | DC | 1440 | Power Cabinet. Vetted dispenser is NBDI2000U,NBDI3000U. Available with 1 or 2 CCS1 or CHAdeMo connectors.
Siemens | 8EM13155HG141GA2 | VersiCharge Blue AC 48A NTEP | AC | 11.5 | Single Port, Standalone network capability | Power Electronics | NBW300U | 0 | DC | 30 | Available with 1 CSS-1, 1 CHAdeMO or 1 CSS-1 + 1 CHAdeMO connectors configuration.
Siemens | 0 | VersiCharge Ultra50 | DC | 50 | 0 | Power Innovations International Inc. | EVQC030-#### | 30kW DC EV Quick Charger | DC | 30 | Single port
Siemens | P3REC100003605 | SiCHARGE UC150 | DC | 150 | 1x CCS1 connector. Vetted dispensers are P3REC100003604 and P3REC100003615 | Power Innovations International Inc. | EVQC060-#### | 60kW DC EV Quick Charger | DC | 60 | Single port
Siemens | SICHARGE UC150 P3REC100003602 (8EM40012AA101AA2) | SiCHARGE UC150 | DC | 150 | 1x CCS1 connector. Vetted dispensers are P3REC100003604 and P3REC100003615 | Power Innovations International Inc. | EVQC060-M### | 60kW Indoor Mobile DC EV Quick Charger | DC | 60 | Single port
Siemens | VCSG30GCPUW | VersiCharge | AC | 7.2 | Single Port, Must acquire Gateway for network connectivity | PowerFlex Systems | EX-1193-M | IC 80A Gen2 | AC | 19.2 | Single port.
Siemens | VersiCharge 11.5kW 8EM1310-5CF14-0GA0 | VersiCharge | AC | 11.5 | Single Port, Standalone network capability | PowerFlex Systems | JNT-EVC10 (PF-JT48) | 0 | AC | 11.52 | Must acquire Nexus
Siemens | VersiCharge 11.5kW 8EM1310-5CF14-1GA2 | VersiCharge | AC | 11.5 | Single Port, Standalone network capability | PowerFlex Systems | PF-DX | 0 | AC | 7.7 | Single Port, Must acquire Gateway for network connectivity NRTL listed as Webasto Turbo DX 32A
Siemens | VersiCharge 11.5kW 8EM1312-5CF18-0FA3 | VersiCharge | AC | 11.5 | Single Port, Standalone network capability | PowerFlex Systems | W1-UC168-0MF1FR | ADV+48A / SC48 | AC | 11.6 | Single port.
Siemens | VersiCharge 9.6kW 8EM1310-4CF14-0GA0 | VersiCharge | AC | 9.6 | Single Port, Standalone network capability | PowerFlex Systems | W1-UC168-0MK1ER | IC 48A | AC | 11.6 | Single port.
Siemens | VersiCharge 9.6kW 8EM1310-4CF14-1GA2 | VersiCharge | AC | 9.6 | Single Port, Standalone network capability | PowerFlex Systems | W1-UC168-0ML1EP | IC 48A with POS | AC | 11.6 | Single port.
Siemens | VersiCharge 9.6kW 8EM1312-4CF18-0FA3 | VersiCharge | AC | 9.6 | Single Port, Standalone network capability | PowerPump | AC550 | AC550 | AC | 10 | Single Port.
Sinexcel | SEC1000/160Y-H-U； SEC1000/160Y-T-U； SEC1000/160Y-HH-U； SEC1000/160Y-TT-U； SEC1000/160Y-HT-U； SEC1000/120Y-H-U； SEC1000/120Y-T-U； SEC1000/120Y-HH-U； SEC1000/120Y-TT-U； SEC1000/120Y-HT-U； SEC1000/60Y-C-U； SEC1000/60Y-S-U； SEC1000/60Y-CC-U； SEC1000/60Y-SS-U； SEC1000/60Y-SC-U； | SEC160 | DC | 160 | Output range:200V-1000V efficiency:Up to 96% Full certification User-friendly ADA Multiple payment methods Support for customization PLUG& CHARGE Hardware 15118-Ready Can Output 350A CCS1 boost 500A NACS boost 400A | PowerPump | DC120 | Level 3 DC Charging Station 120kW | DC | 120 | SAE J1772, Standalone network capability
Sinexcel | SEC1000/240Y-H-U SEC1000/240Y-HH-U SEC1000/240Y-HJ-U SEC1000/240Y-T-U SEC1000/240Y-HT-U SEC1000/240Y-TJ-U SEC1000/240Y-TT-U | SEC 240 | DC | 240 | Output range:200V-1000V efficiency:Up to 96% Full certification User-friendly ADA Multiple payment methods Support for customization PLUG& CHARGE Hardware 15118-Ready Can Output 350A CCS1 boost 500A NACS boost 400A | PowerPump | DC150 | Level 3 DC Charging Station 150kW | DC | 150 | SAE J1772, Standalone network capability
Sinexcel | SEC1000/360F-N-U SEC1000/480F-N-U SEC1000/200U-C-U SEC1000/200U-CC-U SEC1000/200U-CJ-U SEC1000/300U-H-U SEC1000/300U-HH-U SEC1000/300U-HC-U SEC1000/300U-HJ-U SEC1000/500U-F-U SEC1000/500U-FH-U SEC1000/500U-FC-U SEC1000/500U-FJ-U SEC1000/300U-T-U SEC1000/300U-TJ-U SEC1000/300U-HT-U SEC1000/300U-TT-U SEC1000/300U-TC-U SEC1000/500U-FT-U | SEC 480 | DC | 480 | Output range:200V-1000V efficiency:Up to 96% Full certification User-friendly ADA Multiple payment methods Support for customization PLUG& CHARGE Hardware 15118-Ready Air cooling output 350A Liquid cooling sustained maximum output 500A | PowerPump | DC180 | Level 3 DC Charging Station 1280kW | DC | 180 | SAE J1772, Standalone network capability
SK Signet | CD40*# / CP60*# | V2 VE 600kW Distributed system | DC | 400 | Two dispensers type or four dispensers type. CCS1 and NACS connectors are supported. "*#" in the end of model number identifies any changes including hardware, option, certifications, and etc. | PowerPump | DC300 | 0 | DC | 300 | 0
SK Signet | FC200K-##-## | V2 200kW AIO system | DC | 200 | "xx" in the model number identifies connector type. "B2": Dual CCS1 connector "BH": CCS1 and NACS connector | PowerPump | DC360 | 0 | DC | 360 | 0
SK Signet | HPC175K-PS | Signet HP | DC | 350 | Power Cabinet, 1x CCS1 connector 1x CHAdeMO connector Vetted dispensers are SHDP350K-NCC-PS | PowerPump | DC60 | Level 3 DC Charging Station 60kW | DC | 60 | SAE J1772, Standalone network capability
SK Signet | PC600K-PS-## | PC600K-PS-## | DC | 600 | This is distributed system that can connect up to two 400kW dispensers(Model no: DP400K-xx-PS-yy) ## : Varaiable based on any other options xx : Variable based on connector type(CCS1, NACS) yy : variable based on any other options | QCharge123 | QAC2-BC | Commercial Charger | AC | 19.2 | Single or dual port.
StarCharge | AC###AN030###### | Artemis | AC | 19.2 | Single port. | QCharge123 | QAC2-BR | Residential/Low Commercial Charger | AC | 9.6 | Single port.
StarCharge | Athena 60kW | Athena 60kW | DC | 60 | 0 | RAB Lighting Inc. | EVC32 | EVC32 | AC | 7.6 | Single port.
StarCharge | Aurora 11 | Aurora 11 | DC | 11.5 | Single Port | RAB Lighting Inc. | EVC40 | EVC40 | AC | 9.6 | Single port.
StarCharge | Aurora 7 | Aurora 7 | AC | 7.7 | Single Port | RAB Lighting Inc. | EVC48 | EVC48 | AC | 11 | Single Port, Standalone network capability; OCA Full and Security certificates under software version V1.00
StarCharge | DC3200AN147XYZ/ DC2800AN147XYZ/ DC2400AN147XYZ/ DC1800AN147XYZ/ DC1500AN147XYZ/ DC1200AN147XYZ | Titan 320kW | DC | 320 | Dual port. | Red E Charge | 0 | Red E Stellar 60-240kW | DC | 240 | 0
StarCharge | Neptune 240kW | Neptune 240kW | DC | 240 | OCA Full and Security certificates under software version 1.2009.0 (alternate company name on OCA cert - Wanbang Digital Energy Co., Ltd.) | SARIN Energy | SES-EVC-AC48A01HW-U-***** | Deluxe Premium Commercial Charger | AC | 11.5 | Single port. This unit has been tested with Stay-N-Charge software and may be purchased with configuration to this network. However, the unit is capable of operating on any OCPP compliant network.
StarCharge | Titan 180kW | Titan 180kW | DC | 180 | 0 | Siemens | 8EM13105HF141GA2 | VersiCharge AC 48A NTEP | AC | 11.5 | Single Port, Standalone network capability
StarCharge | Triton | Triton | DC | 200 | Single port. | Siemens | 8EM13155HG141GA2 | VersiCharge Blue AC 48A NTEP | AC | 11.5 | Single Port, Standalone network capability
StarCharge | Venus 30kW | Venus 30kW | DC | 30 | 0 | Siemens | 0 | VersiCharge Ultra50 | DC | 50 | 0
SWTCH Energy | AXLU111001/48 | AX48 | AC | 11 | Single Port, Standalone network capability; OCA Full and Security certificates under software version V1.00 | Siemens | P3REC100003605 | SiCHARGE UC150 | DC | 150 | 1x CCS1 connector. Vetted dispensers are P3REC100003604 and P3REC100003615
SWTCH Energy | AXLU191001/80 | AX80 | AC | 19.1 | Single Port, Standalone network capability | Siemens | SICHARGE UC150 P3REC100003602 (8EM40012AA101AA2) | SiCHARGE UC150 | DC | 150 | 1x CCS1 connector. Vetted dispensers are P3REC100003604 and P3REC100003615
SWTCH Energy | EX-1193-1 | SWTCH Lite-On Platinum IC3 80A | AC | 19.2 | Single Port NRTL Listed as EX-1193-1 | Siemens | VCSG30GCPUW | VersiCharge | AC | 7.2 | Single Port, Must acquire Gateway for network connectivity
SWTCH Energy | EX-1193-3 | SWTCH Lite-On Platinum SC3 80A | AC | 19.2 | Single Port NRTL Listed as EX-1193-3 | Siemens | VersiCharge 11.5kW 8EM1310-5CF14-0GA0 | VersiCharge | AC | 11.5 | Single Port, Standalone network capability
SWTCH Energy | IC3-32A-H-A | SWTCH Lite-On Platinum IC3 | AC | 7.6 | Single Port NRTL Listed as IC3-32A-H-A | Siemens | VersiCharge 11.5kW 8EM1310-5CF14-1GA2 | VersiCharge | AC | 11.5 | Single Port, Standalone network capability
SWTCH Energy | SC3-32A-H | SWTCH Lite-On Platinum SC3 | AC | 7.6 | Single Port NRTL Listed as SC3-32A-H | Siemens | VersiCharge 11.5kW 8EM1312-5CF18-0FA3 | VersiCharge | AC | 11.5 | Single Port, Standalone network capability
SWTCH Energy | EVH006-48 | Joint Tech 48A | AC | 11.5 | Single port. | Siemens | VersiCharge 9.6kW 8EM1310-4CF14-0GA0 | VersiCharge | AC | 9.6 | Single Port, Standalone network capability
TECO-Westinghouse | AWLU770001/ AW32 | 0 | AC | 7.7 | Single Port, Standalone network capability | Siemens | VersiCharge 9.6kW 8EM1310-4CF14-1GA2 | VersiCharge | AC | 9.6 | Single Port, Standalone network capability
TECO-Westinghouse | AXLU111001/ AX48 | Nexe VersaCharge 360kW | AC | 11 | Single Port, Standalone network capability | Siemens | VersiCharge 9.6kW 8EM1312-4CF18-0FA3 | VersiCharge | AC | 9.6 | Single Port, Standalone network capability
TECO-Westinghouse | DOWU362 | Nexe VersaCharge 120kW | DC | 360 | Power Cabinet. 1x CCS1 connector or 1x CHAdeMO connector. Vetted dispensers are DDWU362T0TE2PN- RW DDWU362T0TE2N7-RW, DDWU362V00E2N7-RW DDWU362U0UE2PN-RW, DDWU362U0UE2N7-RW, DDWU362K0TE2PN-RW, DDWU362K0TE2N7-RW, DDWU362K0UE2PN-RW, DDWU362K0UE2N7-RW, DDWU362G00E2PN-RW, DDWU362G00E2N7-RW, DDWU362K00E2PN-RW, DDWU362K00E2N7-RW, DDWU362U00E2PN-RW, DDWU362U00E2N7-RW, DDWU362T00E2PN-RW, DDWU362T00E2N7-RW, DDWU362V0UE2PN-RW, DDWU362V0UE2N7-RW, DDWU362V0KE2PN-RW, DDWU362V0KE2N7-RW, DDWU362V0TE2PN-RW, DDWU362V0TE2N7-RW, DDWU362V00E2PN-RW. | Sinexcel | SEC1000/160Y-H-U； SEC1000/160Y-T-U； SEC1000/160Y-HH-U； SEC1000/160Y-TT-U； SEC1000/160Y-HT-U； SEC1000/120Y-H-U； SEC1000/120Y-T-U； SEC1000/120Y-HH-U； SEC1000/120Y-TT-U； SEC1000/120Y-HT-U； SEC1000/60Y-C-U； SEC1000/60Y-S-U； SEC1000/60Y-CC-U； SEC1000/60Y-SS-U； SEC1000/60Y-SC-U； | SEC160 | DC | 160 | Output range:200V-1000V efficiency:Up to 96% Full certification User-friendly ADA Multiple payment methods Support for customization PLUG& CHARGE Hardware 15118-Ready Can Output 350A CCS1 boost 500A NACS boost 400A
TECO-Westinghouse | DSWU122 | Nexe VersaCharge 180kW | DC | 120 | 1x CCS1 connector 1x CHAdeMO connector | Sinexcel | SEC1000/240Y-H-U SEC1000/240Y-HH-U SEC1000/240Y-HJ-U SEC1000/240Y-T-U SEC1000/240Y-HT-U SEC1000/240Y-TJ-U SEC1000/240Y-TT-U | SEC 240 | DC | 240 | Output range:200V-1000V efficiency:Up to 96% Full certification User-friendly ADA Multiple payment methods Support for customization PLUG& CHARGE Hardware 15118-Ready Can Output 350A CCS1 boost 500A NACS boost 400A
TECO-Westinghouse | DSWU182 | Nexe VersaCharge 60kW | DC | 180 | 1x CCS1 connector 1x CHAdeMO connector | Sinexcel | SEC1000/360F-N-U SEC1000/480F-N-U SEC1000/200U-C-U SEC1000/200U-CC-U SEC1000/200U-CJ-U SEC1000/300U-H-U SEC1000/300U-HH-U SEC1000/300U-HC-U SEC1000/300U-HJ-U SEC1000/500U-F-U SEC1000/500U-FH-U SEC1000/500U-FC-U SEC1000/500U-FJ-U SEC1000/300U-T-U SEC1000/300U-TJ-U SEC1000/300U-HT-U SEC1000/300U-TT-U SEC1000/300U-TC-U SEC1000/500U-FT-U | SEC 480 | DC | 480 | Output range:200V-1000V efficiency:Up to 96% Full certification User-friendly ADA Multiple payment methods Support for customization PLUG& CHARGE Hardware 15118-Ready Air cooling output 350A Liquid cooling sustained maximum output 500A
TECO-Westinghouse | DSWU601 | Nexe VersaCharge 90kW | DC | 60 | 1x CCS1 connector 1x CHAdeMO connector | SK Signet | CD40*# / CP60*# | V2 VE 600kW Distributed system | DC | 400 | Two dispensers type or four dispensers type. CCS1 and NACS connectors are supported. "*#" in the end of model number identifies any changes including hardware, option, certifications, and etc.
TECO-Westinghouse | DSWU901 | 0 | DC | 90 | 1x CCS1 connector 1x CHAdeMO connector | SK Signet | FC200K-##-## | V2 200kW AIO system | DC | 200 | "xx" in the model number identifies connector type. "B2": Dual CCS1 connector "BH": CCS1 and NACS connector
TECO-Westinghouse | DWWU301/ DW30 | 0 | DC | 30 | 1x CCS1 connector 1x CHAdeMO connector | SK Signet | HPC175K-PS | Signet HP | DC | 350 | Power Cabinet, 1x CCS1 connector 1x CHAdeMO connector Vetted dispensers are SHDP350K-NCC-PS
Tellus Power | TP-EVPD-120kW (TP5-120-480) | 0 | DC | 120 | Dual Port ; either 2 x CCS or 1x CCS + 1x CHAdeMO or or 1x CCS + 1x NACS or 2 x NACS | SK Signet | PC600K-PS-## | PC600K-PS-## | DC | 600 | This is distributed system that can connect up to two 400kW dispensers(Model no: DP400K-xx-PS-yy) ## : Varaiable based on any other options xx : Variable based on connector type(CCS1, NACS) yy : variable based on any other options
Tellus Power | TP-EVPD-160kW (TP5-160-480) | 0 | DC | 160 | Dual Port ; either 2 x CCS or 1x CCS + 1x CHAdeMO or or 1x CCS + 1x NACS or 2 x NACS | StarCharge | AC###AN030###### | Artemis | AC | 19.2 | Single port.
Tellus Power | TP-EVPD-180kW (TP5-180-480) | 0 | DC | 180 | Dual Port ; either 2 x CCS or 1x CCS + 1x CHAdeMO or or 1x CCS + 1x NACS or 2 x NACS | StarCharge | Athena 60kW | Athena 60kW | DC | 60 | 0
Tellus Power | TP-EVPD-200kW (TP5-200-480) | 0 | DC | 200 | Dual Port ; either 2 x CCS or 1x CCS + 1x CHAdeMO or or 1x CCS + 1x NACS or 2 x NACS | StarCharge | Aurora 11 | Aurora 11 | DC | 11.5 | Single Port
Tellus Power | TP-EVPD-240kW (TP5-240-480) | 0 | DC | 240 | Dual Port ; either 2 x CCS or 1x CCS + 1x CHAdeMO or or 1x CCS + 1x NACS or 2 x NACS | StarCharge | Aurora 7 | Aurora 7 | AC | 7.7 | Single Port
Tellus Power | TP-EVPD-300kW (TP5-300-480) | 0 | DC | 300 | Dual Port ; either 2 x CCS or 1x CCS + 1x CHAdeMO or or 1x CCS + 1x NACS or 2 x NACS | StarCharge | DC3200AN147XYZ/ DC2800AN147XYZ/ DC2400AN147XYZ/ DC1800AN147XYZ/ DC1500AN147XYZ/ DC1200AN147XYZ | Titan 320kW | DC | 320 | Dual port.
Tellus Power | TP-EVPD-30kW (TP5-30-480) | 0 | DC | 30 | Single Port ; CCS1 or CHAdeMO or NACS | StarCharge | Neptune 240kW | Neptune 240kW | DC | 240 | OCA Full and Security certificates under software version 1.2009.0 (alternate company name on OCA cert - Wanbang Digital Energy Co., Ltd.)
Tellus Power | TP-EVPD-360kW (TP5-360-480) | 0 | DC | 360 | Dual Port ; either 2 x CCS or 1x CCS + 1x CHAdeMO or or 1x CCS + 1x NACS or 2 x NACS | StarCharge | Titan 180kW | Titan 180kW | DC | 180 | 0
Tellus Power | TP-EVPD-60kW (TP5-60-480) | 0 | DC | 60 | Dual Port ; either 2 x CCS or 1x CCS + 1x CHAdeMO or or 1x CCS + 1x NACS or 2 x NACS | StarCharge | Triton | Triton | DC | 200 | Single port.
Tellus Power | TP-EVVA-80A | 0 | AC | 19.2 | Networked charging station | StarCharge | Venus 30kW | Venus 30kW | DC | 30 | 0
Tellus Power | TP-V2G-20-480 | 0 | DC V2G | 20 | Bidirectional charger | SWTCH Energy | AXLU111001/48 | AX48 | AC | 11 | Single Port, Standalone network capability; OCA Full and Security certificates under software version V1.00
Tellus Power | TP-V2G-30-480 | 0 | DC V2G | 30 | Bidirectional charger | SWTCH Energy | AXLU191001/80 | AX80 | AC | 19.1 | Single Port, Standalone network capability
Tellus Power | TP-V2G-40-480 | 0 | DC V2G | 40 | Bidirectional charger | SWTCH Energy | EX-1193-1 | SWTCH Lite-On Platinum IC3 80A | AC | 19.2 | Single Port NRTL Listed as EX-1193-1
Tellus Power | TP-V2G-60-480 | 0 | DC V2G | 60 | Bidirectional charger | SWTCH Energy | EX-1193-3 | SWTCH Lite-On Platinum SC3 80A | AC | 19.2 | Single Port NRTL Listed as EX-1193-3
Tellus Power | UP160J-#MP-### | 0 | AC | 7.2 | Dual Port, Must acquire Gateway for network connectivity | SWTCH Energy | IC3-32A-H-A | SWTCH Lite-On Platinum IC3 | AC | 7.6 | Single Port NRTL Listed as IC3-32A-H-A
Tellus Power | UP80J-#MP-### | 0 | AC | 7.2 | Single Port, Must acquire Gateway for network connectivity | SWTCH Energy | SC3-32A-H | SWTCH Lite-On Platinum SC3 | AC | 7.6 | Single Port NRTL Listed as SC3-32A-H
Tesla | 1450758 | SuperCharger V3 Cabinet | DC | 387 | Up to 4 ports | SWTCH Energy | EVH006-48 | Joint Tech 48A | AC | 11.5 | Single port.
Tesla | 1732843 | SuperCharger V4 Post | DC | 250 | Single port | TECO-Westinghouse | AWLU770001/ AW32 | 0 | AC | 7.7 | Single Port, Standalone network capability
Tesla | 1457768-XY-Z | Wall Connector 3.0 | AC | 11.52 | The Tesla Wall Connector 3.0 with integrated RCD protective functions; Type A (≤30mA) and DC (6mA), meet the requirements of the product safety standard IEC 6185-1:2017, and the European installation standard HD/IEC 60364-7-722:2018, Clause § 722.531.2.101 Residual Current Protective Devices, without the need to install an external RCD protective device. The use of an external RCD protective device at the connection point can be installed, although not mandatory**. **Note: Local wiring regulations applicable to site installation will always take precedence. | TECO-Westinghouse | AXLU111001/ AX48 | Nexe VersaCharge 360kW | AC | 11 | Single Port, Standalone network capability
Tesla | 1734412-XY-Z | Universal Wall Connector | AC | 11.52 | The Tesla Universal Wall Connector is compatible with Tesla and non-Tesla electric vehicle models. It provides up to 48A of continuous current that offers 77 km or 44 miles of range per hour of charge. It is approved for indoor and outdoor installation. The Universal Wall Connector can support AC charging for vehicles with NACS or J1772 chargeports through the use of a J1772 adapter that docks into the side of the Wall Connector. | TECO-Westinghouse | DOWU362 | Nexe VersaCharge 120kW | DC | 360 | Power Cabinet. 1x CCS1 connector or 1x CHAdeMO connector. Vetted dispensers are DDWU362T0TE2PN- RW DDWU362T0TE2N7-RW, DDWU362V00E2N7-RW DDWU362U0UE2PN-RW, DDWU362U0UE2N7-RW, DDWU362K0TE2PN-RW, DDWU362K0TE2N7-RW, DDWU362K0UE2PN-RW, DDWU362K0UE2N7-RW, DDWU362G00E2PN-RW, DDWU362G00E2N7-RW, DDWU362K00E2PN-RW, DDWU362K00E2N7-RW, DDWU362U00E2PN-RW, DDWU362U00E2N7-RW, DDWU362T00E2PN-RW, DDWU362T00E2N7-RW, DDWU362V0UE2PN-RW, DDWU362V0UE2N7-RW, DDWU362V0KE2PN-RW, DDWU362V0KE2N7-RW, DDWU362V0TE2PN-RW, DDWU362V0TE2N7-RW, DDWU362V00E2PN-RW.
Tritium | PKM150 | 0 | DC | 150 | Charging station is DC-fed | TECO-Westinghouse | DSWU122 | Nexe VersaCharge 180kW | DC | 120 | 1x CCS1 connector 1x CHAdeMO connector
Tritium | TRI-153-RTM-02-025-#### | RTM 25 | DC | 25 | 1x CCS1 connector 1x CHAdeMO connector | TECO-Westinghouse | DSWU182 | Nexe VersaCharge 60kW | DC | 180 | 1x CCS1 connector 1x CHAdeMO connector
Tritium | TRI-153-RTM-02-050-#### | RTM 50 | DC | 50 | 1x CCS1 connector 1x CHAdeMO connector | TECO-Westinghouse | DSWU601 | Nexe VersaCharge 90kW | DC | 60 | 1x CCS1 connector 1x CHAdeMO connector
Tritium | TRI-153-RTM-02-075-#### | RTM 75 | DC | 75 | 1x CCS1 connector 1x CHAdeMO connector | TECO-Westinghouse | DSWU901 | 0 | DC | 90 | 1x CCS1 connector 1x CHAdeMO connector
Tritium | Veefil RT 175-S | 0 | DC | 175 | 1x CCS1 connector 1x CHAdeMO connector | TECO-Westinghouse | DWWU301/ DW30 | 0 | DC | 30 | 1x CCS1 connector 1x CHAdeMO connector
Tritium | Veefil RT 50 | 0 | DC | 50 | 1x CCS1 connector 1x CHAdeMO connector | Tellus Power | TP-EVPD-120kW (TP5-120-480) | 0 | DC | 120 | Dual Port ; either 2 x CCS or 1x CCS + 1x CHAdeMO or or 1x CCS + 1x NACS or 2 x NACS
TurnOnGreen | EVP1100-W/CPEVAC-11KW-J17-W EVP1100-WG/CPEVAC-11KW-J17-WG CPEVAC-11KW-S18-# | 0 | AC | 11.4 | Single Port | Tellus Power | TP-EVPD-160kW (TP5-160-480) | 0 | DC | 160 | Dual Port ; either 2 x CCS or 1x CCS + 1x CHAdeMO or or 1x CCS + 1x NACS or 2 x NACS
TurnOnGreen | EVP700-W/CPEVAC-7KW-J17-W/ EVP700-G/CPEVAC-7KW-J17-G CPEVAC-7KW-S17-# | 0 | AC | 7.6 | Single Port | Tellus Power | TP-EVPD-180kW (TP5-180-480) | 0 | DC | 180 | Dual Port ; either 2 x CCS or 1x CCS + 1x CHAdeMO or or 1x CCS + 1x NACS or 2 x NACS
TurnOnGreen | FSP1200/CPEVDC-120KW-# | FSP1200 | DC | 120 | Single Port, CCS connector | Tellus Power | TP-EVPD-200kW (TP5-200-480) | 0 | DC | 200 | Dual Port ; either 2 x CCS or 1x CCS + 1x CHAdeMO or or 1x CCS + 1x NACS or 2 x NACS
TurnOnGreen | FSP1800 | FSP1800 | DC | 180 | 0 | Tellus Power | TP-EVPD-240kW (TP5-240-480) | 0 | DC | 240 | Dual Port ; either 2 x CCS or 1x CCS + 1x CHAdeMO or or 1x CCS + 1x NACS or 2 x NACS
TurnOnGreen | FSP300/CPEVDC-30KW-# | FSP300 | DC | 30 | Single Port, CCS connector | Tellus Power | TP-EVPD-300kW (TP5-300-480) | 0 | DC | 300 | Dual Port ; either 2 x CCS or 1x CCS + 1x CHAdeMO or or 1x CCS + 1x NACS or 2 x NACS
TurnOnGreen | FSP600/CPEVDC-60KW-# | FSP600 | DC | 60 | Single Port, CCS connector | Tellus Power | TP-EVPD-30kW (TP5-30-480) | 0 | DC | 30 | Single Port ; CCS1 or CHAdeMO or NACS
Voltpost, Inc. | Voltpost Air Pole Mount | Voltpost Air | AC | 9.6 | Single port, Must acquire Gateway for network connectivity | Tellus Power | TP-EVPD-360kW (TP5-360-480) | 0 | DC | 360 | Dual Port ; either 2 x CCS or 1x CCS + 1x CHAdeMO or or 1x CCS + 1x NACS or 2 x NACS
Wallbox | DCF3-3*[x]-8[yyyyyyy]-[zzz] | Supernova | DC | 180 | Dual port. * = 0 is 180kW max model, 1 is 120kW max model, 2 is 60kW max model; [x]: one digit numeric 0-9; [yyyyyyy]: seven digits numeric 0-9; [zzz]: three digits alphanumeric 0-9 and/or A-F | Tellus Power | TP-EVPD-60kW (TP5-60-480) | 0 | DC | 60 | Dual Port ; either 2 x CCS or 1x CCS + 1x CHAdeMO or or 1x CCS + 1x NACS or 2 x NACS
Wallbox | PUP1-#-1-5-#-### / PUP2-#-1-5-#-### | Pulsar Plus | AC | 9.6 | Single Port | Tellus Power | TP-EVVA-80A | 0 | AC | 19.2 | Networked charging station
Wallbox | PUP1-#-1-6-#-### / PUP2-#-1-6-#-### | Pulsar Plus | AC | 11.5 | Single Port | Tellus Power | TP-V2G-20-480 | 0 | DC V2G | 20 | Bidirectional charger
Wallbox | PUP3-#-#-6-#-##-# | Pulsar Pro 48A | AC | 11.5 | # is a hold for cable length, connector type, power supply version, custom, and color. Payment terminal requirements aren't met by charger independently. We do allow integration with EVSP that have cloud-to-cloud integrations with payment terminals or kiosks. Examples can be provided. | Tellus Power | TP-V2G-30-480 | 0 | DC V2G | 30 | Bidirectional charger
Webasto | 19356-32A-### | 0 | AC | 7.7 | Single Port, Must acquire Gateway for network connectivity | Tellus Power | TP-V2G-40-480 | 0 | DC V2G | 40 | Bidirectional charger
Webasto | Turbo DX 16A | Turbo DX 16A | AC | 3.8 | Single Port, Must acquire Gateway for network connectivity | Tellus Power | TP-V2G-60-480 | 0 | DC V2G | 60 | Bidirectional charger
Webasto | Turbo DX 32A | Turbo DX 32A | AC | 7.7 | Single Port, Must acquire Gateway for network connectivity | Tellus Power | UP160J-#MP-### | 0 | AC | 7.2 | Dual Port, Must acquire Gateway for network connectivity
XCharge | C6AM150XX | C6AM150XX | DC | 150 | Standalone DCFC, no HPC needed, runs off its own power | Tellus Power | UP80J-#MP-### | 0 | AC | 7.2 | Single Port, Must acquire Gateway for network connectivity
XCharge | C6AM200XX | C6AM200XX | DC | 200 | Dual port. | Tesla | 1450758 | SuperCharger V3 Cabinet | DC | 387 | Up to 4 ports
XCharge | C6AM200XX (125kW) | C6AM200XX (125kW) | DC | 125 | Runs on 208 3P power, standalone DCFC | Tesla | 1732843 | SuperCharger V4 Post | DC | 250 | Single port
XCharge | C6AM90XX | C6AM90XX | DC | 95 | Runs on 208 3P power, standalone DCFC | Tesla | 1457768-XY-Z | Wall Connector 3.0 | AC | 11.52 | The Tesla Wall Connector 3.0 with integrated RCD protective functions; Type A (≤30mA) and DC (6mA), meet the requirements of the product safety standard IEC 6185-1:2017, and the European installation standard HD/IEC 60364-7-722:2018, Clause § 722.531.2.101 Residual Current Protective Devices, without the need to install an external RCD protective device. The use of an external RCD protective device at the connection point can be installed, although not mandatory**. **Note: Local wiring regulations applicable to site installation will always take precedence.
Xcharge | C7AM-240-CC / C7AM-240-LQ- CC | C7AM | DC | 240 | Dual port DCFC (up to 400kW), available with both CCS1 and NACS (liquid or air cooled cable) | Tesla | 1734412-XY-Z | Universal Wall Connector | AC | 11.52 | The Tesla Universal Wall Connector is compatible with Tesla and non-Tesla electric vehicle models. It provides up to 48A of continuous current that offers 77 km or 44 miles of range per hour of charge. It is approved for indoor and outdoor installation. The Universal Wall Connector can support AC charging for vehicles with NACS or J1772 chargeports through the use of a J1772 adapter that docks into the side of the Wall Connector.
Xcharge | C7AM-280-CC / C7AM-280-LQ-CC | C7AM | DC | 280 | Dual port DCFC (up to 400kW), available with both CCS1 and NACS (liquid or air cooled cable) | Tritium | PKM150 | 0 | DC | 150 | Charging station is DC-fed
Xcharge | C7AM-320-CC / C7AM-320-LQ-CC | C7AM | DC | 320 | Dual port DCFC (up to 400kW), available with both CCS1 and NACS (liquid or air cooled cable) | Tritium | TRI-153-RTM-02-025-#### | RTM 25 | DC | 25 | 1x CCS1 connector 1x CHAdeMO connector
Xcharge | C7AM-360-CC / C7AM-360-LQ-CC | C7AM | DC | 360 | Dual port DCFC (up to 400kW), available with both CCS1 and NACS (liquid or air cooled cable) | Tritium | TRI-153-RTM-02-050-#### | RTM 50 | DC | 50 | 1x CCS1 connector 1x CHAdeMO connector
Xcharge | C7AM-400-CC / C7AM-400-LQ-CC | C7AM | DC | 400 | Dual port DCFC (up to 400kW), available with both CCS1 and NACS (liquid or air cooled cable) | Tritium | TRI-153-RTM-02-075-#### | RTM 75 | DC | 75 | 1x CCS1 connector 1x CHAdeMO connector
XCharge | NZS/2215, NZS/430 | GridLink 01, GridLink 02 | DC | 194 | All-in-one battery-integrated storage system delivering dual-port DC fast charging up to 194 kW with CCS1 and NACS, requiring minimal grid power for flexible, high-performance deployment. | Tritium | Veefil RT 175-S | 0 | DC | 175 | 1x CCS1 connector 1x CHAdeMO connector
Xeal | 0 | Xeal-64 charger | AC | 15.4 | Single port, Must acquire Gateway for network connectivity | Tritium | Veefil RT 50 | 0 | DC | 50 | 1x CCS1 connector 1x CHAdeMO connector
Xeal | A10L-25J1-3 | Xeal-32A | AC | 7.7 | Single port. | TurnOnGreen | EVP1100-W/CPEVAC-11KW-J17-W EVP1100-WG/CPEVAC-11KW-J17-WG CPEVAC-11KW-S18-# | 0 | AC | 11.4 | Single Port
Xiamen Topstar Co., LTD | TSEA240V/32AUS | TSEA240V/##AUS | AC | 7.6 | Single port. | TurnOnGreen | EVP700-W/CPEVAC-7KW-J17-W/ EVP700-G/CPEVAC-7KW-J17-G CPEVAC-7KW-S17-# | 0 | AC | 7.6 | Single Port
Xiamen Topstar Co., LTD | TSEA240V/40AUS | TSEA240V/##AUS | AC | 9.6 | Single port. | TurnOnGreen | FSP1200/CPEVDC-120KW-# | FSP1200 | DC | 120 | Single Port, CCS connector
Xiamen Topstar Co., LTD | TSEA240V/48AUS | TSEA240V/##AUS | AC | 11.5 | Single port. | TurnOnGreen | FSP1800 | FSP1800 | DC | 180 | 0
Xiamen Topstar Co., LTD | TSEA240V/80AUS | TSEA240V/##AUS | AC | 19.2 | Single port. | TurnOnGreen | FSP300/CPEVDC-30KW-# | FSP300 | DC | 30 | Single Port, CCS connector
Xiamen Topstar Co., LTD | TSED240V/32A2US | TSED240V/##A2US | AC | 7.6 | Dual port. | TurnOnGreen | FSP600/CPEVDC-60KW-# | FSP600 | DC | 60 | Single Port, CCS connector
Xiamen Topstar Co., LTD | TSED240V/40A2US | TSED240V/##A2US | AC | 9.6 | Dual port. | Voltpost, Inc. | Voltpost Air Pole Mount | Voltpost Air | AC | 9.6 | Single port, Must acquire Gateway for network connectivity
Xiamen Topstar Co., LTD | TSED240V/48A2US | TSED240V/##A2US | AC | 11.5 | Dual port. | Wallbox | DCF3-3*[x]-8[yyyyyyy]-[zzz] | Supernova | DC | 180 | Dual port. * = 0 is 180kW max model, 1 is 120kW max model, 2 is 60kW max model; [x]: one digit numeric 0-9; [yyyyyyy]: seven digits numeric 0-9; [zzz]: three digits alphanumeric 0-9 and/or A-F
Xiamen Topstar Co., LTD | TSED240V/80A2US | TSED240V/##A2US | AC | 19.2 | Dual port. | Wallbox | PUP1-#-1-5-#-### / PUP2-#-1-5-#-### | Pulsar Plus | AC | 9.6 | Single Port
Zerova | AWLU770001/ AW32 | ICS AWG 4G | AC | 7.7 | Single Port, Standalone network capability | Wallbox | PUP1-#-1-6-#-### / PUP2-#-1-6-#-### | Pulsar Plus | AC | 11.5 | Single Port
Zerova | AXLU111001/ AX48 | AX48 | AC | 11 | Single Port, Standalone network capability; OCA Full and Security certificates under software version V1.00 | Wallbox | PUP3-#-#-6-#-##-# | Pulsar Pro 48A | AC | 11.5 | # is a hold for cable length, connector type, power supply version, custom, and color. Payment terminal requirements aren't met by charger independently. We do allow integration with EVSP that have cloud-to-cloud integrations with payment terminals or kiosks. Examples can be provided.
Zerova | AXLU191001/ AX80 | AX80 | AC | 19.1 | Single Port, Standalone network capability | Webasto | 19356-32A-### | 0 | AC | 7.7 | Single Port, Must acquire Gateway for network connectivity
Zerova | DD3.0/3.5 Dispenser: DDWU362/DDWA362 | DO/DD Series: DD3.0/3.5 Dispenser | DC | 360 | 0 | Webasto | Turbo DX 16A | Turbo DX 16A | AC | 3.8 | Single Port, Must acquire Gateway for network connectivity
Zerova | DO360: DOWU362/DOWA362 | DO/DD Series: DO360 | DC | 360 | Power Cabinet. 1x CCS1 connector or 1x CHAdeMO connector. Vetted dispensers are DDWU362T0TE2PN- RW DDWU362T0TE2N7-RW, DDWU362V00E2N7-RW DDWU362U0UE2PN-RW, DDWU362U0UE2N7-RW, DDWU362K0TE2PN-RW, DDWU362K0TE2N7-RW, DDWU362K0UE2PN-RW, DDWU362K0UE2N7-RW, DDWU362G00E2PN-RW, DDWU362G00E2N7-RW, DDWU362K00E2PN-RW, DDWU362K00E2N7-RW, DDWU362U00E2PN-RW, DDWU362U00E2N7-RW, DDWU362T00E2PN-RW, DDWU362T00E2N7-RW, DDWU362V0UE2PN-RW, DDWU362V0UE2N7-RW, DDWU362V0KE2PN-RW, DDWU362V0KE2N7-RW, DDWU362V0TE2PN-RW, DDWU362V0TE2N7-RW, DDWU362V00E2PN-RW. | Webasto | Turbo DX 32A | Turbo DX 32A | AC | 7.7 | Single Port, Must acquire Gateway for network connectivity
Zerova | DQ480: DQWU482/DQWA482 | DQ Series: DQ480 | DC | 480 | Configurable to four or two cables | XCharge | C6AM150XX | C6AM150XX | DC | 150 | Standalone DCFC, no HPC needed, runs off its own power
Zerova | DQWA242 | DQ240 | DC | 240 | Configurable to four or two cables | XCharge | C6AM200XX | C6AM200XX | DC | 200 | Dual port.
Zerova | DQWA360 | DQ360 | DC | 360 | Configurable to four or two cables | XCharge | C6AM200XX (125kW) | C6AM200XX (125kW) | DC | 125 | Runs on 208 3P power, standalone DCFC
Zerova | DS120: DSWU122/DSWA122 | DS Series: DS120 | DC | 120 | 1x CCS1 connector 1x CHAdeMO connector | XCharge | C6AM90XX | C6AM90XX | DC | 95 | Runs on 208 3P power, standalone DCFC
Zerova | DS150: DSWU152/DSWA152 | DS Series: DS150 | DC | 150 | 1x CCS1 connector 1x CHAdeMO connector | Xcharge | C7AM-240-CC / C7AM-240-LQ- CC | C7AM | DC | 240 | Dual port DCFC (up to 400kW), available with both CCS1 and NACS (liquid or air cooled cable)
Zerova | DS180: DSWU182/DSWA182 | DS Series: DS180 | DC | 180 | 1x CCS1 connector 1x CHAdeMO connector; OCA Full and Security certificates under software version V1.00 | Xcharge | C7AM-280-CC / C7AM-280-LQ-CC | C7AM | DC | 280 | Dual port DCFC (up to 400kW), available with both CCS1 and NACS (liquid or air cooled cable)
Zerova | DS60: DSWU601/DSWA601/SF##601 | DS Series: DS60/SF60 | DC | 60 | 1x CCS1 connector 1x CHAdeMO connector | Xcharge | C7AM-320-CC / C7AM-320-LQ-CC | C7AM | DC | 320 | Dual port DCFC (up to 400kW), available with both CCS1 and NACS (liquid or air cooled cable)
Zerova | DS90: DSWU901/DSWA901 | DS Series: DS90 | DC | 90 | 1x CCS1 connector 1x CHAdeMO connector | Xcharge | C7AM-360-CC / C7AM-360-LQ-CC | C7AM | DC | 360 | Dual port DCFC (up to 400kW), available with both CCS1 and NACS (liquid or air cooled cable)
Zerova | DT240: DTWA240 | DT Series: DT240 | DC | 240 | Configurable to four or two cables | Xcharge | C7AM-400-CC / C7AM-400-LQ-CC | C7AM | DC | 400 | Dual port DCFC (up to 400kW), available with both CCS1 and NACS (liquid or air cooled cable)
Zerova | DW30: DWWU301/DWWA301 | DW Series: DW30 | DC | 30 | 1x CCS1 connector 1x CHAdeMO connector | XCharge | NZS/2215, NZS/430 | GridLink 01, GridLink 02 | DC | 194 | All-in-one battery-integrated storage system delivering dual-port DC fast charging up to 194 kW with CCS1 and NACS, requiring minimal grid power for flexible, high-performance deployment.
Zerova | DZ480: DZWU482/DEZWA482 | DZ Series: DZ480 | DC | 480 | Configurable to two, four, or six cables | Xeal | 0 | Xeal-64 charger | AC | 15.4 | Single port, Must acquire Gateway for network connectivity
[6 empty] | Xeal | A10L-25J1-3 | Xeal-32A | AC | 7.7 | Single port.
[6 empty] | Xiamen Topstar Co., LTD | TSEA240V/32AUS | TSEA240V/##AUS | AC | 7.6 | Single port.
[6 empty] | Xiamen Topstar Co., LTD | TSEA240V/40AUS | TSEA240V/##AUS | AC | 9.6 | Single port.
[6 empty] | Xiamen Topstar Co., LTD | TSEA240V/48AUS | TSEA240V/##AUS | AC | 11.5 | Single port.
[6 empty] | Xiamen Topstar Co., LTD | TSEA240V/80AUS | TSEA240V/##AUS | AC | 19.2 | Single port.
[6 empty] | Xiamen Topstar Co., LTD | TSED240V/32A2US | TSED240V/##A2US | AC | 7.6 | Dual port.
[6 empty] | Xiamen Topstar Co., LTD | TSED240V/40A2US | TSED240V/##A2US | AC | 9.6 | Dual port.
[6 empty] | Xiamen Topstar Co., LTD | TSED240V/48A2US | TSED240V/##A2US | AC | 11.5 | Dual port.
[6 empty] | Xiamen Topstar Co., LTD | TSED240V/80A2US | TSED240V/##A2US | AC | 19.2 | Dual port.
[6 empty] | Zerova | AWLU770001/ AW32 | ICS AWG 4G | AC | 7.7 | Single Port, Standalone network capability
[6 empty] | Zerova | AXLU111001/ AX48 | AX48 | AC | 11 | Single Port, Standalone network capability; OCA Full and Security certificates under software version V1.00
[6 empty] | Zerova | AXLU191001/ AX80 | AX80 | AC | 19.1 | Single Port, Standalone network capability
[6 empty] | Zerova | DD3.0/3.5 Dispenser: DDWU362/DDWA362 | DO/DD Series: DD3.0/3.5 Dispenser | DC | 360 | 0
[6 empty] | Zerova | DO360: DOWU362/DOWA362 | DO/DD Series: DO360 | DC | 360 | Power Cabinet. 1x CCS1 connector or 1x CHAdeMO connector. Vetted dispensers are DDWU362T0TE2PN- RW DDWU362T0TE2N7-RW, DDWU362V00E2N7-RW DDWU362U0UE2PN-RW, DDWU362U0UE2N7-RW, DDWU362K0TE2PN-RW, DDWU362K0TE2N7-RW, DDWU362K0UE2PN-RW, DDWU362K0UE2N7-RW, DDWU362G00E2PN-RW, DDWU362G00E2N7-RW, DDWU362K00E2PN-RW, DDWU362K00E2N7-RW, DDWU362U00E2PN-RW, DDWU362U00E2N7-RW, DDWU362T00E2PN-RW, DDWU362T00E2N7-RW, DDWU362V0UE2PN-RW, DDWU362V0UE2N7-RW, DDWU362V0KE2PN-RW, DDWU362V0KE2N7-RW, DDWU362V0TE2PN-RW, DDWU362V0TE2N7-RW, DDWU362V00E2PN-RW.
[6 empty] | Zerova | DQ480: DQWU482/DQWA482 | DQ Series: DQ480 | DC | 480 | Configurable to four or two cables
[6 empty] | Zerova | DQWA242 | DQ240 | DC | 240 | Configurable to four or two cables
[6 empty] | Zerova | DQWA360 | DQ360 | DC | 360 | Configurable to four or two cables
[6 empty] | Zerova | DS120: DSWU122/DSWA122 | DS Series: DS120 | DC | 120 | 1x CCS1 connector 1x CHAdeMO connector
[6 empty] | Zerova | DS150: DSWU152/DSWA152 | DS Series: DS150 | DC | 150 | 1x CCS1 connector 1x CHAdeMO connector
[6 empty] | Zerova | DS180: DSWU182/DSWA182 | DS Series: DS180 | DC | 180 | 1x CCS1 connector 1x CHAdeMO connector; OCA Full and Security certificates under software version V1.00
[6 empty] | Zerova | DS60: DSWU601/DSWA601/SF##601 | DS Series: DS60/SF60 | DC | 60 | 1x CCS1 connector 1x CHAdeMO connector
[6 empty] | Zerova | DS90: DSWU901/DSWA901 | DS Series: DS90 | DC | 90 | 1x CCS1 connector 1x CHAdeMO connector
[6 empty] | Zerova | DT240: DTWA240 | DT Series: DT240 | DC | 240 | Configurable to four or two cables
[6 empty] | Zerova | DW30: DWWU301/DWWA301 | DW Series: DW30 | DC | 30 | 1x CCS1 connector 1x CHAdeMO connector
[6 empty] | Zerova | DZ480: DZWU482/DEZWA482 | DZ Series: DZ480 | DC | 480 | Configurable to two, four, or six cables

## Eversource UI
Eversource/UI
Updated February 6, 2026
Level 2 AC EVSE | [6 empty] | DCFC | [6 empty] | Networks
Brand | Model Number | Model Name | Type | Max Power (kW) | Legacy List Entry? | Notes | Brand | Model Number | Model Name | Type | Max Power (kW) | Legacy List Entry? | Notes | Brand | Network | Notes
ABB | 6AGC081291 | Terra AC Wallbox UL TAC-W19-P8-RD-MCD-0 | AC | 19.2 | 1 | 0 | ABB | A400 | A400 | DC | 400 | -2 | Dual port. | AmpedUp! | AmpedUp! | 0
ABB | 6AGC082553 | Terra AC Wallbox UL TAC-W9-P8-RD-MCD-0 | AC | 9.6 | 1 | 0 | ABB | C50S#NA### | C50 | DC | 50 | -2 | Dual port. | AmpUp | AmpUp | 0
ABB | 6AGC105902 | Terra AC Wallbox UL | AC | 9.6 | 1 | 0 | ABB | HVC100 | HVC-C | DC | 100 | 1 | 0 | Autel | Autel Cloud | OCPP Full certificate for software version 2.0.105
ABB | 6AGC105903 | Terra AC Wallbox UL | AC | 19.2 | 1 | 0 | ABB | HVC 150-C | HVC-C | DC | 150 | 1 | The HVC150-C is a depot style charger that can have up to 3 CCS1 depot boxes charging sequentially. | Blink | Blink Network | 0
ABB | 6AGC105904 | Terra AC Wallbox UL | AC | 19.2 | 1 | 0 | ABB | Terra 124 ### | Terra 124 ### | DC | 120 | 1 | Available with 1 or 2 CCS1, CCS2 or CHAdeMO connectors | Blue Planet | Blue Planet | 0
ABB | 6AGC105905 | Terra AC Wallbox UL | AC | 9.6 | 1 | 0 | ABB | Terra 184 ### | Terra 184 ### | DC | 180 | 1 | Available with 1 or 2 CCS1, CCS2 or CHAdeMO connectors | ChargeLab | ChargeLab | 0
AISPEX Inc. | Gold-48 | Commercial L2 Charger | AC | 11.5 | 1 | 0 | ABB | Terra 54 | Terra 54 UL | DC | 50 | 1 | 1x CCS1 connector 1x CHAdeMO connector | ChargePoint | ChargePoint Network | 0
AISPEX Inc. | PLTM-48 | 0 | AC | 11.5 | 1 | 0 | ABB | Terra 54 HV | Terra 54HV UL | DC | 50 | 1 | 1x CCS1 or CCS2 connector | ChargeUP | ChargeUP | 0
AISPEX Inc. | SLVR-48 | 0 | AC | 11.5 | 1 | 0 | ABB | Terra 94 ### | Terra 94 ### | DC | 90 | 1 | Available with 1 or 2 CCS1, CCS2 or CHAdeMO connectors | Electric Avenue | Electric Avenue | 0
ATG Electronics | ATG-C01-40A | Commercial EV Charger | AC | 9.6 | -2 | Single port | ABB | Terra HP 175 | Terra HP | DC | 175 | 1 | Modular system using liquid-cooled cables, 1x CCS1 connector and 1x CHAdeMO connector per dispenser | Electric Era | Electric Era PowerNode OS | 0
ATG Electronics | ATG-C01-48A | Commercial EV Charger | AC | 11.5 | -2 | Single port | ABB | Terra HP 350 | Terra HP | DC | 350 | 1 | Modular system using liquid-cooled cables, 1x CCS1 connector and 1x CHAdeMO connector per dispenser | Electrify America | Electrify America | 0
Autel | 0 | MaxiCharger AC Business Elite | AC | 12 | 1 | 0 | ADS-TEC | ChargeBox 320kW | ChargeBox 320kW | DC | 320 | 1 | 0 | ENERGY5 | ENERGY5 | 0
Autel | Maxi UW19C002 | MaxiCharger AC Pro 80A | AC | 19.2 | -2 | Single port. | Alpitronic | HYC400-1 | Hypercharger | DC | 100 | -2 | 1-4 Ports | EV Connect | EVConnect | 0
Autel | Maxi UW19CJ02 | MaxiCharger AC 80A | AC | 19.2 | -2 | Single port. | Alpitronic | HYC400-2 | Hypercharger | DC | 200 | -2 | 1-4 Ports | EVGateway | EVGateway Network | 0
Autel | Maxi UW19L002 | MaxiCharger AC Pro 80A | AC | 19.2 | -2 | Single port. | Alpitronic | HYC400-3 | Hypercharger | DC | 300 | -2 | 1-4 Ports | EVGo | EVGo | 0
Autel | Maxi UW19L002-40 | MaxiCharger AC Pro 80A-40 | AC | 9.6 | -2 | Single port. | Alpitronic | HYC400-4 | Hypercharger | DC | 400 | -2 | 1-4 Ports | Evoke | Evoke | 0
Autel | Maxi UW19LB02 | MaxiCharger AC 80A | AC | 19.2 | -2 | Single port. | Alpitronic | HYC50 | Hypercharger | DC | 50 | -2 | 1-2 Ports | EVPassport | EVPassport Network | 0
Autel | Maxi UW19LJ02 | MaxiCharger AC 80A | AC | 19.2 | -2 | Single port. | Autel | DC Compact - UW040A2501 | DC Compact | DC | 40 | -2 | Dual Port. | FLASH | FLASH Network | 0
Autel | Maxi UW19LJ02-40 | MaxiCharger AC 80A-40 | AC | 9.6 | -2 | Single port. | Autel | DC HiPower | DC HiPower | DC | 640 | -2 | The DC HiPower has a power cabinet with dispenser set up. It comes in 320, 480, or 640kW options and can be purchased with 2, 4, 6, or 8 ports depending on the number of dispensers. | FLO | FLO Network | 0
Autel | UF####001 | AC Ultra | AC | 19.2 | 1 | Single Port or Dual Port. No credit card reader | Autel | MaxiCharger DH480 | MaxiCharger DH480 | DC | 480 | -2 | Dual or quad port. | Ford Pro Charging | Ford Pro | 0
Autel | UF####1-40 | AC Ultra 40 | AC | 9.6 | -2 | Dual Port. This is the same model as the UF****01. The charger can be derated to 40A and thus be eligible for SCE's Charge Ready Light Duty program. SCE added -40 at the end to differentiate it from the other 80A version. | Autel | MaxiCharger DH400 | MaxiCharger DH400 | DC | 400 | -2 | Dual or quad port. | Free2Move | Free2Move | 0
Autel | UF####101 | AC Ultra | AC | 19.2 | 1 | Single Port or Dual Port | Autel | MaxiCharger DH360 | MaxiCharger DH360 | DC | 360 | -2 | Dual or quad port. | FutureEV | FutureEV | 0
Autel | UW12-J0610CA0002 | MaxiCharger AC Single | AC | 12 | -2 | Single port. | Autel | MaxiCharger DH300 | MaxiCharger DH300 | DC | 300 | -2 | Dual or quad port. | GreenJoulez | GreenJoulez | 0
Autel | UW12-J0610CA0002-40 | MaxiCharger AC Single | AC | 9.6 | -2 | Single port. | Autel | UF060A3001 | Maxicharger DC Fast 60kW | DC | 60 | -2 | Single or dual port | InCharge | In-Control Network | 0
Autel | UW12-J0610CA0002-32 | MaxiCharger AC Single | AC | 7.7 | -2 | Single port. | Autel | UF080A3001 | Maxicharger DC Fast 80kW | DC | 80 | -2 | Single or dual port | Integra Energy | Quick-Charge | 0
Autel | UW12-J0650CA0002 | MaxiCharger AC Single | AC | 12 | -2 | Single port. | Autel | UF100A3001 | Maxicharger DC Fast 100kW | DC | 100 | -2 | Single or dual port | KWEV | KWEV | 0
Autel | UW12-J0650CA0002-40 | MaxiCharger AC Single-40 | AC | 9.6 | -2 | Single port. | Autel | UF120A3001 | Maxicharger DC Fast 120kW | DC | 120 | -2 | Single or dual port | Leviton | Leviton | 0
Autel | UW12-J0650CA0002-32 | MaxiCharger AC Single-32 | AC | 7.7 | -2 | Single port. | Autel | UF140A4001 | Maxicharger DC Fast 140kW | DC | 140 | -2 | Single or dual port | Loop Global | Loop EV Charging Network | 0
Blink | HQW2-50C | HQ 200 Smart | AC | 12 | 1 | 0 | Autel | UF160A4001 | Maxicharger DC Fast 160kW | DC | 160 | -2 | Single or dual port | Lynkwell | ViaLynk | 0
Blink | 01-0202 (MQ 200) | MQ 200 | AC | 12 | 1 | Single Port; NRTL listed as LiteOn MQW2-50C-M2-R#-#-23 and HQW2-50C-#-N#-#-23 | Autel | UF180A4001 | Maxicharger DC Fast 180kW | DC | 180 | -2 | Single or dual port | Matcha Electric | Matcha Electric | 0
Blink | 780 (40A) | Series 7 ISO (Enhanced) | AC | 9.6 | -2 | Dual Port, Standalone network capability | Autel | UF200A4001 | Maxicharger DC Fast 200kW | DC | 200 | -2 | Single or dual port | Noodoe | 0 | OCPP Full certificate for software version v1.0.2
Blink | 780 (48A) | Series 7 ISO (Enhanced) | AC | 11.52 | -2 | Dual Port, Standalone network capability | Autel | UF220A4001 | Maxicharger DC Fast 220kW | DC | 220 | -2 | Single or dual port | NovaCHARGE | NovaCHARGE | 0
Blink | 780 Series | Series 7 ISO Plus | AC | 19.2 | -2 | Dual Port, Standalone network capability | Autel | UF240A4001 | Maxicharger DC Fast 240kW | DC | 240 | -2 | Single or dual port | Nuvve | Nuvve Network | 0
Blink | 880 (40A) | Series 8 ISO (Enhanced) | AC | 9.6 | -2 | Single or dual Port, Standalone network capability | Blink | 0 | Blink 90kW | DC | 90 | 1 | 0 | PowerFlex Systems | PowerFlex Systems Network | 0
Blink | 880 (48A) | Series 8 ISO (Enhanced) | AC | 11.52 | -2 | Dual Port, Standalone network capability | Blink | 01-0562 | Blink 60kW | DC | 60 | 1 | Dual Port ; either 2 x CCS or 1x CCS + 1x CHAdeMO or or 1x CCS + 1x NACS or 2 x NACS | PowerPump | PowerPump | 0
Blink | 880 (80A) | Series 8 ISO Plus | AC | 19.2 | -2 | Dual Port, Standalone network capability | Blink | 01-0568 | Blink 300kW | DC | 300 | -2 | Dual Port ; either 2 x CCS or 1x CCS + 1x CHAdeMO or or 1x CCS + 1x NACS or 2 x NACS | Red E Charge | Red E Charge | 0
Blink | IQW2-80U-M1-R2-N-25 (Advanced-LTE) Part Number 01-0207-LTE (IQ 200 Advanced) | IQ 200 Advanced | AC | 19.2 | 1 | Single Port | Blink | 01-0569 | Blink 360kW | DC | 360 | -2 | Dual Port ; either 2 x CCS or 1x CCS + 1x CHAdeMO or or 1x CCS + 1x NACS or 2 x NACS | Shell Recharge | Shell Recharge Network | 0
Blink | IQW2-80U-M1-R2-N-25-40 (Advanced-LTE) 01-0207-LTE-40 (IQ 200 Advanced) | IQ 200 Advanced | AC | 8.3 | 1 | Single Port | Blink | 01-0578 | Blink 180kW | DC | 180 | 1 | Dual Port ; either 2 x CCS or 1x CCS + 1x CHAdeMO or or 1x CCS + 1x NACS or 2 x NACS | SWTCH Energy | SWTCH | 0
Blink | IQW2-80U-M3-R3-N-25 (Advanced- LTE- W) Part Number 01-0207-LTE | IQ 200 Advanced | AC | 19.2 | 1 | Single Port | Blink | 01-0581 | Blink 240kW | DC | 240 | -2 | Dual Port ; either 2 x CCS or 1x CCS + 1x CHAdeMO or or 1x CCS + 1x NACS or 2 x NACS | Synop | Synop | 0
Blink | IQW2-80U-M3-R3-N-25-40 (Advanced- LTE- W) Part Number 01-0207-LTE-40 | IQ 200 Advanced | AC | 8.3 | 1 | Single Port | Blink | 200-000320-A | Blink 200kW | DC | 200 | -2 | Dual Port ; either 2 x CCS or 1x CCS + 1x CHAdeMO or or 1x CCS + 1x NACS or 2 x NACS | Wevo Energy | Wevo Energy | 0
breezEV | EVC-L2-48A-L1-1-4G-D-AU-L-# | SMART CONNECTED LEVEL 2 EV CHARGING STATION | AC | 11.2 | 1 | 48A Max Charger, Screen, RFID, 4G Cellular, Wall-Mount, AmpUp LITE Plan, # determines plan length | Blink | C50####### C80####### | C-Series | DC | 600 | -2 | Up to 8 ports. Kempower Power Unit supplies DC power to various distributed dispenser ouputs including but not limited to the Kempower Satellite (offers single or dual port configurations), the Kempower Liquid Cooled Satellite, etc.. Details about qualifications relevant to each variant is detailed in the corresponding notes section. | Xcharge | Xcharge | 0
breezEV | EVC-L2-P80-18-AP# | P80 - 80AMP Level 2 Charger | AC | 19.2 | 1 | Single port. Last character denotes years of AmpUp Pro Software included | BorgWarner | RES-DCVC125-480 | EV DC Fast Charging Power Conversion System (PCS) 125kW | DC | 125 | 1 | Power Cabinet, Firmware 603/0A16, Checksum A6AB | Xeal | Xeal Network | 0
BTC Power | EVP-2001-32-# | L2W-32-240-##-### | AC | 7.68 | 1 | Single port. BTC Power Hardware is network/backend agnostic, but also provide our own basic network option if needed | BorgWarner | RES-DCVC125-480-V2G | EV DC Fast Charging Power Conversion System (PCS) 125kW | DC V2G | 125 | 1 | Power Cabinet, Firmware 603/0A16, Checksum A6AB Approved dispensers are RES-D2-CS20, 1x CCS1 connector and RES-D3-CS20, 1x CCS1 connector | Zevtron | Zevtron | 0
BTC Power | EVP-2002-32-# | L2P-32-240-##-### | AC | 7.68 | 1 | Dual port. BTC Power Hardware is network/backend agnostic, but also provide our own basic network option if needed | BorgWarner | RES-DCVC60-480 | EV DC Fast Charging Power Conversion System (PCS) 125kW | DC | 60 | 1 | Approved dispensers are RES-D2-CS20, 1x CCS1 connector and RES-D3-CS20, 1x CCS1 connector
Charge Fast | AC 19.2kW | AC 19.2kW (MaxiCharger AC Ultra) | AC | 19.2 | 1 | 0 | BorgWarner | RES-DCVC60-480-V2G | EV DC Fast Charging Power Conversion System (PCS) 125kW | DC V2G | 60 | 1 | Approved dispensers are RES-D2-CS20-V2G, 1x CCS1 connector and RES-D3-CS20-V2G, 1x CCS1 connector
ChargePoint | CP6####-50A-##-40 | 6000 Series | AC | 9.6 | 1 | CP6000 family, NA, AC Station, 1 or 2 x Type 1 Cable, 50A or 80A, 1-Phase, 18' or 23' Cable, 6' or 8' Cable Management Kit, Pedestal or Wall Mount, 8" Touch Display, Contactless Credit Card and RFID Reader, Cellular/Wi-Fi, UL, Power Share Jumper, 1YR Parts Warranty, Optional credit card reader | BTC Power | HPC 100 | HPC 100 | DC | 100 | 1 | 0
ChargePoint | CP6####-50A-L## | 6000 Series | AC | 12 | 1 | CP6000 family, NA, AC Station, 1 or 2 x Type 1 Cable, 50A or 80A, 1-Phase, 18' or 23' Cable, 6' or 8' Cable Management Kit, Pedestal or Wall Mount, 8" Touch Display, Contactless Credit Card and RFID Reader, Cellular/Wi-Fi, UL, Power Share Jumper, 1YR Parts Warranty, Optional credit card reader | BTC Power | HPC 150 | HPC 150 | DC | 150 | 1 | 0
ChargePoint | CP6####-80A-L## | 6000 Series | AC | 19.2 | 1 | CP6000 family, NA, AC Station, 1 or 2 x Type 1 Cable, 50A or 80A, 1-Phase, 18' or 23' Cable, 6' or 8' Cable Management Kit, Pedestal or Wall Mount, 8" Touch Display, Contactless Credit Card and RFID Reader, Cellular/Wi-Fi, UL, Power Share Jumper, 1YR Parts Warranty, Optional credit card reader | BTC Power | HPC 200 | HPC 200 | DC | 200 | 1 | 0
ChargePoint | CPF50- L##-****** | CPF50 | AC | 12 | 1 | CPF50 family, Single or Dual Port, Pedestal or Wall Mount, 50A, Type 1, Cable 18' or 23', Single Phase Charger, Cable Management Kit optional | BTC Power | HPCD1-350 | HPCD1-350 | DC | 350 | 1 | 0
ChargePoint | CPF50- L##-******-40 | CPF50 | AC | 9.6 | -2 | CPF50 family, Single or Dual Port, Pedestal or Wall Mount, 50A, Type 1, Cable 18' or 23', Single Phase Charger, Cable Management Kit optional | BTC Power | 0 | 100 kW AIO | DC | 100 | 1 | 0
ChargePoint | CT40##-GW1-*****## | CT4000 | AC | 7.2 | 1 | CT4000 family, NA, AC Station, 1 or 2 x Type 1 Cable, 30A, 1-Phase, 18' or 23' Cable, 6' or 8' Cable Management Kit, Pedestal or Wall Mount, 5.7" Display, Contactless Credit Card and RFID Reader | BTC Power | HPCD6-500-05-005 | 0 | DC | 360 | -2 | Can power up to 4 dual port Fleet Dispensers to 1 Power Cabinet and charge sequentially. can charge up to 8 vehicles sequentially as a result.
ChargeSmart EV | CSEV-AC-#P | 0 | AC | 19.2 | -2 | Single Port or Dual Port. No credit card reader | BTC Power | HPCD7-350-###-01# | Gen4 Public Dispenser | DC | 360 | -2 | BTC Power Hardware is network/backend agnostic, but also provide our own basic network option if needed
ChargeTronix | CTC-CAC80 | FLUX AC | AC | 19.2 | -2 | Single or double port. | BTC Power | HPCT3-###-480-# / HPCD7-500-###-01# | Gen4 Public Dispenser | DC | 360 | -2 | BTC Power Hardware is network/backend agnostic, but also provide our own basic network option if needed
ChargeTronix | CTX-C32-240-1 | FLUX AC 32A | AC | 7.6 | -2 | Single port. | BTC Power | L3A-180-480-### | Gen4 180kW AIO | DC | 180 | 1 | BTC Power Hardware is network/backend agnostic, but also provide our own basic network option if needed
ChargeTronix | CTX-C40-240-1 | FLUX AC 40A | AC | 9.6 | -2 | Single port | CHAEVI | CV-3FD120P-IUL3 | SONIC (120kW) (3 Phase, 3 Wire) | DC | 120 | -2 | Dual port. Stand-Alone Equipment 120,150,180kW Serial-UL listed. Dynamic Load Balancing Available. NACS Cable Adaptable
ChargeTronix | CTX-C40-240-2 | FLUX AC Dual 40A | AC | 19.2 | -2 | Dual port. | CHAEVI | CV-3FD150P-IUL3 | SONIC (150kW) (3 Phase, 3 Wire) | DC | 150 | -2 | Dual port. Stand-Alone Equipment 120,150,180kW Serial-UL listed. Dynamic Load Balancing Available. NACS Cable Adaptable
ChargeTronix | CTX-C48-240-1 | FLUX AC 48A | AC | 11.5 | -2 | Single port. | CHAEVI | CV-3FD180P-IUL3 | SONIC (180kW) (3 Phase, 3 Wire) | DC | 180 | -2 | Dual port. Stand-Alone Equipment 120,150,180kW Serial-UL listed. Dynamic Load Balancing Available. NACS Cable Adaptable
ChargeTronix | CTX-C80-240-1 | FLUX AC Single 80A | AC | 19.2 | -2 | Single port. | CHAEVI | CV-3FD120P-IUL | SONIC (120kW) (3 Phase, 4 Wire) | DC | 120 | -2 | Dual port. Stand-Alone Equipment 120,150,180kW Serial-UL listed. Dynamic Load Balancing Available. NACS Cable Adaptable
ChargeTronix | CTX-C80-240-2 | FLUX AC Dual 80A | AC | 19.2 | -2 | Dual port. | CHAEVI | CV-3FD150P-IUL | SONIC (150kW) (3 Phase, 4 Wire) | DC | 150 | -2 | Dual port. Stand-Alone Equipment 120,150,180kW Serial-UL listed. Dynamic Load Balancing Available. NACS Cable Adaptable
ChargeTronix | CTX-CAC48 | FLUX AC | AC | 11.6 | -2 | Single port. | CHAEVI | CV-3FD180P-IUL | SONIC (180kW) (3 Phase, 4 Wire) | DC | 180 | -2 | Dual port. Stand-Alone Equipment 120,150,180kW Serial-UL listed. Dynamic Load Balancing Available. NACS Cable Adaptable
Chargie | CH-L-48-PRA-1-18 | 0 | AC | 11.52 | -2 | 0 | CHAEVI | CV-3UD403P-NCC3 (CCS1/CCS1) | SUPERSONIC | DC | 400 | -2 | All-in-One Equipment - UL, CTEP listed - Dynamic Load Balancing Available - CCS/NACS Cable
Chargie | CH-L-48-PRA-1-18-32 | 0 | AC | 7.68 | -2 | 0 | CHAEVI | CV-3UD403P-NCN3 (CCS1/NACS) | SUPERSONIC | DC | 400 | -2 | All-in-One Equipment - UL, CTEP listed - Dynamic Load Balancing Available - CCS/NACS Cable
Chargie | CH-L-48-PRA-1-18-40 | 0 | AC | 9.6 | -2 | 0 | CHAEVI | DCV-3FD120-ICN | DUOCONIC (120kW) | DC | 120 | -2 | Dual port. Stand-Alone Equipment 120,150,180kW Serial-UL listed. Dynamic Load Balancing Available
Chargie | CH-L-48-PRA-1-25 | 0 | AC | 11.52 | -2 | 0 | CHAEVI | DCV-3FD150-ICN | DUOCONIC (150kW) | DC | 150 | -2 | Dual port. Stand-Alone Equipment 120,150,180kW Serial-UL listed. Dynamic Load Balancing Available
Chargie | CH-L-48-PRA-1-25-32 | 0 | AC | 7.68 | -2 | 0 | CHAEVI | DCV-3FD180-ICN | DUOCONIC (180kW) | DC | 180 | -2 | Dual port. Stand-Alone Equipment 120,150,180kW Serial-UL listed. Dynamic Load Balancing Available
Chargie | CH-L-48-PRA-1-25-40 | 0 | AC | 9.6 | -2 | 0 | ChargePoint | CPE250C-625-CCS1-200A-**** | Express 250 | DC | 62.5 | 1 | ChargePoint Express 250 Station (62.5 kW) - includes Express 250 Station, 2x Power Modules, 1x CCS1 200A cable, 1x CHAdeMO cable or NACS, North America Modem/SIM, cUL and UL listed, requires CPE250-CMT-IMPERIAL in US, CPE250-CMT-METRIC in Canada. CPE250-CMT-IMPERIAL/METRIC not included. FWHA and FTA compliant models available as well as with integrated EMV Chip Reader terminal.
Chargie | CH-L-48-PRAC-1-18 | 0 | AC | 11.52 | -2 | 0 | ChargePoint | CPE280-800-NA | Express 280 DC Fast Charging Station | DC | 160 | -2 | [Paired Unit] ChargePoint Express 280 Station (80 kW) - includes Express 280 Station, 2x Power Modules, 1 or 2 connectors including CCS1, CHAdeMO, NACS. North America Modem/SIM, cUL and UL listed, FWHA and FTA compliant models available.
Chargie | CH-L-48-PRAC-1-18-32 | 0 | AC | 7.68 | -2 | 0 | ChargePoint | CPE280-800-NA | Express 280 DC Fast Charging Station | DC | 80 | -2 | [Single Unit] ChargePoint Express 280 Station (80 kW) - includes Express 280 Station, 2x Power Modules, 1 or 2 connectors including CCS1, CHAdeMO, NACS. North America Modem/SIM, cUL and UL listed, FWHA and FTA compliant models available.
Chargie | CH-L-48-PRAC-1-18-40 | 0 | AC | 9.6 | -2 | 0 | ChargePoint | CPE280-800-NA-CHIP | Express 280 DC Fast Charging Station | DC | 160 | -2 | [Paired Unit, Credit Card Reader sku] ChargePoint Express 280 Station (80 kW) - includes Express 280 Station, 2x Power Modules, 1 or 2 connectors including CCS1, CHAdeMO, NACS. North America Modem/SIM, cUL and UL listed, FWHA and FTA compliant models available.
Chargie | CH-L-48-PRAC-1-25 | 0 | AC | 11.52 | -2 | 0 | ChargePoint | CPE280-800-NA-CHIP | Express 280 DC Fast Charging Station | DC | 80 | -2 | [Single Unit, Credit Card Reader sku] ChargePoint Express 280 Station (80 kW) - includes Express 280 Station, 2x Power Modules, 1 or 2 connectors including CCS1, CHAdeMO, NACS. North America Modem/SIM, cUL and UL listed, FWHA and FTA compliant models available.
Chargie | CH-L-48-PRAC-1-25-32 | 0 | AC | 7.68 | -2 | 0 | ChargePoint | CPE280-800-NA-FHWA | Express 280 DC Fast Charging Station | DC | 160 | -2 | [Paired Unit, FHWA sku] ChargePoint Express 280 Station (80 kW) - includes Express 280 Station, 2x Power Modules, 1 or 2 connectors including CCS1, CHAdeMO, NACS. North America Modem/SIM, cUL and UL listed, FWHA and FTA compliant models available.
Chargie | CH-L-48-PRAC-1-25-40 | 0 | AC | 9.6 | -2 | 0 | ChargePoint | CPE280-800-NA-FHWA | Express 280 DC Fast Charging Station | DC | 80 | -2 | [Single Unit, FHWA sku] ChargePoint Express 280 Station (80 kW) - includes Express 280 Station, 2x Power Modules, 1 or 2 connectors including CCS1, CHAdeMO, NACS. North America Modem/SIM, cUL and UL listed, FWHA and FTA compliant models available.
Chargie | CH-L-48-PRACT-1-18 | 0 | AC | 11.52 | -2 | 0 | ChargePoint | Express Plus 1000 Power Block: CPPB0001*** PM1.5 43-001200-** EXPP-PL10##*-#*#*#-#*#*#-*** | Express Plus | DC | 500 | 1 | Express Plus system includes Power Block, Power Modules, and Power Link 1000 series; Used for Fleet or Commercial.
Chargie | CH-L-48-PRACT-1-18-32 | 0 | AC | 7.68 | -2 | 0 | ChargePoint | Express Plus 2000 (EXPP-PL20##-CHIP) | Express Plus | DC | 500 | 1 | [CHIP sku]Express Plus system includes Power Block, Power Modules, and Power Link 2000 series; Each Power Link Dispenser can include 1 or 2 connctor including CCS, NACS, or CHAdeMO
Chargie | CH-L-48-PRACT-1-18-40 | 0 | AC | 9.6 | -2 | 0 | ChargePoint | Express Plus 2000 (EXPP-PL20##-FHWA) | Express Plus | DC | 500 | 1 | [FHWA sku] Express Plus system includes Power Block, Power Modules, and Power Link 2000 series; Each Power Link Dispenser can include 1 or 2 connctor including CCS, NACS, or CHAdeMO
Chargie | CH-L-48-PRACT-1-25 | 0 | AC | 11.52 | -2 | 0 | ChargePoint | Express Plus 2000 (EXPP-PL20##) | Express Plus | DC | 500 | 1 | Express Plus system includes Power Block, Power Modules, and Power Link 2000 series; Each Power Link Dispenser can include 1 or 2 connctor including CCS, NACS, or CHAdeMO
Chargie | CH-L-48-PRACT-1-25-32 | 0 | AC | 7.68 | -2 | 0 | ChargeSmart EV | CSEV-DC060 | 0 | DC | 60 | -2 | Single or dual port
Chargie | CH-L-48-PRACT-1-25-40 | 0 | AC | 9.6 | -2 | 0 | ChargeSmart EV | CSEV-DC080 | 0 | DC | 80 | -2 | Single or dual port
Chargie | CH-L-48-PRAT-1-18 | 0 | AC | 11.52 | -2 | 0 | ChargeSmart EV | CSEV-DC100 | 0 | DC | 100 | -2 | Single or dual port
Chargie | CH-L-48-PRAT-1-18-32 | 0 | AC | 7.68 | -2 | 0 | ChargeSmart EV | CSEV-DC120 | 0 | DC | 120 | -2 | Single or dual port
Chargie | CH-L-48-PRAT-1-18-40 | 0 | AC | 9.6 | -2 | 0 | ChargeSmart EV | CSEV-DC140 | 0 | DC | 140 | -2 | Single or dual port
Chargie | CH-L-48-PRAT-1-25 | 0 | AC | 11.52 | -2 | 0 | ChargeSmart EV | CSEV-DC160 | 0 | DC | 160 | -2 | Single or dual port
Chargie | CH-L-48-PRAT-1-25-32 | 0 | AC | 7.68 | -2 | 0 | ChargeSmart EV | CSEV-DC180 | 0 | DC | 180 | -2 | Single or dual port
Chargie | CH-L-48-PRAT-1-25-40 | 0 | AC | 9.6 | -2 | 0 | ChargeSmart EV | CSEV-DC200 | 0 | DC | 200 | -2 | Single or dual port
CyberSwitching | CSE4-4G-BL | CSE4 | AC | 11.5 | -2 | Single Port | ChargeSmart EV | CSEV-DC220 | 0 | DC | 220 | -2 | Single or dual port
CyberSwitching | CSE1-4G-BL | CSE1 | AC | 11.5 | 1 | Single Port | ChargeSmart EV | CSEV-DC240 | 0 | DC | 240 | -2 | Single or dual port
CyberSwitching | CSE1-4G-BL-40 | CSE1 | AC | 7.5 | 1 | Single Port | ChargeSmart EV | CSEV-DCHi | 0 | DC | 640 | -2 | The CSEV-DCHi has a power cabinet with dispenser set up. It comes in 320, 480, or 640kW options and can be purchased with 2, 4, 6, or 8 ports depending on the number of dispensers.
CyberSwitching | CSE1-WIFI-BL | CSE1 | AC | 11.5 | 1 | Single Port | ChargeTronix | CTX-AiO-120 | Apex 120kW DCFC | DC | 120 | -2 | Dual port.
CyberSwitching | CSE1-WIFI-BL-40 | CSE1 | AC | 7.5 | 1 | Single Port | ChargeTronix | CTX-AiO-160 | Apex 160kW DCFC | DC | 160 | -2 | Dual port.
Eaton | CP6####-50A-##-40-ETN | 6000 Series | AC | 9.6 | -2 | CP6000 family, NA, AC Station, 1 or 2 x Type 1 Cable, 50A or 80A, 1-Phase, 18' or 23' Cable, 6' or 8' Cable Management Kit, Pedestal or Wall Mount, 8" Touch Display, Contactless Credit Card and RFID Reader, Cellular/Wi-Fi, UL, Power Share Jumper, 1YR Parts Warranty, Optional credit card reader | ChargeTronix | CTX-AiO-240 | Apex 240kW DCFC | DC | 240 | -2 | Dual port.
Eaton | CP6####-50A-L##-ETN | 6000 Series | AC | 12 | -2 | CP6000 family, NA, AC Station, 1 or 2 x Type 1 Cable, 50A or 80A, 1-Phase, 18' or 23' Cable, 6' or 8' Cable Management Kit, Pedestal or Wall Mount, 8" Touch Display, Contactless Credit Card and RFID Reader, Cellular/Wi-Fi, UL, Power Share Jumper, 1YR Parts Warranty, Optional credit card reader | ChargeTronix | CTX-AiO-60 | Apex 60kW DCFC | DC | 60 | -2 | Dual port.
Eaton | CP6####-80A-L##-ETN | 6000 Series | AC | 19.2 | -2 | CP6000 family, NA, AC Station, 1 or 2 x Type 1 Cable, 50A or 80A, 1-Phase, 18' or 23' Cable, 6' or 8' Cable Management Kit, Pedestal or Wall Mount, 8" Touch Display, Contactless Credit Card and RFID Reader, Cellular/Wi-Fi, UL, Power Share Jumper, 1YR Parts Warranty, Optional credit card reader | ChargeTronix | Power Cabinet: CTX-DSPB-360 Dispenser: CTX-DST | Nexus 360kW Distributed System | DC | 360 | -2 | Up to 6 ports.
Eaton | CPF50- L##-******-40-ETN | CPF50 | AC | 9.6 | -2 | CPF50 family, Single or Dual Port, Pedestal or Wall Mount, 50A, Type 1, Cable 18' or 23', Single Phase Charger, Cable Management Kit optional | ChargeTronix | Power Cabinet: CTX-DSPB-480 Dispenser: CTX-DST | Nexus 480kW Distributed System | DC | 480 | -2 | Up to 6 ports.
Eaton | CPF50- L##-******-ETN | CPF50 | AC | 12 | -2 | CPF50 family, Single or Dual Port, Pedestal or Wall Mount, 50A, Type 1, Cable 18' or 23', Single Phase Charger, Cable Management Kit optional | ChargeTronix | TP-EVPD-160kW | 160kW DCFC | DC | 160 | -2 | Dual Port ; either 2 x CCS or 1x CCS + 1x CHAdeMO or or 1x CCS + 1x NACS or 2 x NACS
Eaton | GMEV48CMC1-WC | Green Motion Building Pro | AC | 11.5 | 1 | Single port. | ChargeTronix | TP-EVPD-180kW | 180kW DCFC | DC | 180 | -2 | Dual Port ; either 2 x CCS or 1x CCS + 1x CHAdeMO or or 1x CCS + 1x NACS or 2 x NACS
Eaton | GMEV48CMC1-WC-40 | Green Motion Building Pro | AC | 9.6 | 1 | Single port. | ChargeTronix | TP-EVPD-200kW | 200kW | DC | 200 | -2 | Dual Port ; either 2 x CCS or 1x CCS + 1x CHAdeMO or or 1x CCS + 1x NACS or 2 x NACS
Eaton | GMEV48CME1-WC | Green Motion Building Pro | AC | 11.5 | 1 | Single port. | ChargeTronix | TP-EVPD-240kW | 240kW DCFC | DC | 240 | -2 | Dual Port ; either 2 x CCS or 1x CCS + 1x CHAdeMO or or 1x CCS + 1x NACS or 2 x NACS
Eaton | GMEV48CME1-WC-40 | Green Motion Building Pro | AC | 9.6 | 1 | Single port. | ChargeTronix | TP-EVPD-300kW | 300kW DCFC | DC | 300 | -2 | Dual Port ; either 2 x CCS or 1x CCS + 1x CHAdeMO or or 1x CCS + 1x NACS or 2 x NACS
Eaton | GMEV80CMC1-WC | Green Motion Fleet Pro | AC | 19.2 | 1 | Single port. | ChargeTronix | TP-EVPD-360kW | 360kW DCFC | DC | 360 | -2 | Dual Port ; either 2 x CCS or 1x CCS + 1x CHAdeMO or or 1x CCS + 1x NACS or 2 x NACS
Eaton | GMEV80CMC1-WC-40 | Green Motion Fleet Pro | AC | 9.6 | 1 | Single port. | DynaChrg | EVS160 | 160kW Standalone Unit | DC | 160 | -2 | Output range:200V-1000V efficiency:Up to 96% Full certification User-friendly ADA Multiple payment methods Support for customization PLUG& CHARGE Hardware 15118-Ready Can Output 350A CCS1 boost 500A NACS boost 400A
Eaton | GMEV80CME1-WC | Green Motion Fleet Pro | AC | 19.2 | 1 | Single port. | DynaChrg | EVS240 | 240kW Standalone Unit | DC | 240 | -2 | Output range:200V-1000V efficiency:Up to 96% Full certification User-friendly ADA Multiple payment methods Support for customization PLUG& CHARGE Hardware 15118-Ready Can Output 350A CCS1 boost 500A NACS boost 400A
Eaton | GMEV80CME1-WC-40 | Green Motion Fleet Pro | AC | 9.6 | 1 | Single port. | DynaChrg | EVS480 | Distributed Model 480kW up to 3 Dual Port Dispensers | DC | 480 | -2 | Output range:200V-1000V efficiency:Up to 96% Full certification User-friendly ADA Multiple payment methods Support for customization PLUG& CHARGE Hardware 15118-Ready Air cooling output 350A Liquid cooling sustained maximum output 500A
Electric Avenue | EAWPLT48-18WI1HWBL / EAWPLT48-25WI1HWBL | Watti Pro Lite 48A | AC | 11.5 | 1 | 0 | Eaton | CPE250C-625-CCS1-200A-****-ETN | Express 250 | DC | 62.5 | -2 | ChargePoint Express 250 Station (62.5 kW) - includes Express 250 Station, 2x Power Modules, 1x CCS1 200A cable, 1x CHAdeMO cable or NACS, North America Modem/SIM, cUL and UL listed, requires CPE250-CMT-IMPERIAL in US, CPE250-CMT-METRIC in Canada. CPE250-CMT-IMPERIAL/METRIC not included. FWHA and FTA compliant models available as well as with integrated EMV Chip Reader terminal.
Electric Avenue | AXLU111001 | Watti Pro 48A | AC | 11.5 | 1 | 0 | Eaton | CPE280-800-NA-CHIP-ETN | Express 280 DC Fast Charging Station | DC | 160 | -2 | [Paired Unit, Credit Card Reader sku] ChargePoint Express 280 Station (80 kW) - includes Express 280 Station, 2x Power Modules, 1 or 2 connectors including CCS1, CHAdeMO, NACS. North America Modem/SIM, cUL and UL listed, FWHA and FTA compliant models available.
Electric Avenue | AXLU191001 | Watti Pro 80A | AC | 19.2 | 1 | 0 | Eaton | CPE280-800-NA-CHIP-ETN | Express 280 DC Fast Charging Station | DC | 80 | -2 | [Single Unit, Credit Card Reader sku] ChargePoint Express 280 Station (80 kW) - includes Express 280 Station, 2x Power Modules, 1 or 2 connectors including CCS1, CHAdeMO, NACS. North America Modem/SIM, cUL and UL listed, FWHA and FTA compliant models available.
Electron Charger | EC-EVC-L2-19KW-G2 | EC-EVC-L2-19KW-G2 | AC | 19.2 | -2 | Single port, 19.2kW, 208-240VAC, AC, LVL 2 Charger | Eaton | CPE280-800-NA-ETN | Express 280 DC Fast Charging Station | DC | 160 | -2 | [Paired Unit] ChargePoint Express 280 Station (80 kW) - includes Express 280 Station, 2x Power Modules, 1 or 2 connectors including CCS1, CHAdeMO, NACS. North America Modem/SIM, cUL and UL listed, FWHA and FTA compliant models available.
Electron Charger | EC-EVC-L2-D19KW-G1 | EC-EVC-L2-D19KW-G1 | AC | 19.2 | -2 | Dual port, 19.2kW, 208-240VAC, AC, LVL 2 Charger | Eaton | CPE280-800-NA-ETN | Express 280 DC Fast Charging Station | DC | 80 | -2 | [Single Unit] ChargePoint Express 280 Station (80 kW) - includes Express 280 Station, 2x Power Modules, 1 or 2 connectors including CCS1, CHAdeMO, NACS. North America Modem/SIM, cUL and UL listed, FWHA and FTA compliant models available.
Electron Charger | EC-EVC-L2-11KW-G2 | EC-EVC-L2-11KW-G2 | AC | 11.5 | -2 | Single Port, 11.5KW, 208-240VAC, AC, LVL 2 Charger | Eaton | CPE280-800-NA-FHWA-ETN | Express 280 DC Fast Charging Station | DC | 160 | -2 | [Paired Unit, FHWA sku] ChargePoint Express 280 Station (80 kW) - includes Express 280 Station, 2x Power Modules, 1 or 2 connectors including CCS1, CHAdeMO, NACS. North America Modem/SIM, cUL and UL listed, FWHA and FTA compliant models available.
ENERGY5 | IC3-32A-H-A | ENERGY5 PowerPump (IC3) | AC | 7.6 | -2 | Single port. | Eaton | CPE280-800-NA-FHWA-ETN | Express 280 DC Fast Charging Station | DC | 80 | -2 | [Single Unit, FHWA sku] ChargePoint Express 280 Station (80 kW) - includes Express 280 Station, 2x Power Modules, 1 or 2 connectors including CCS1, CHAdeMO, NACS. North America Modem/SIM, cUL and UL listed, FWHA and FTA compliant models available.
ENERGY5 | SC3-32A-H | ENERGY5 PowerPump (SC3) | AC | 7.6 | -2 | Single port. | Eaton | EXPP-PL20##-CHIP-ETN | Express Plus 2000 | DC | 500 | -2 | [CHIP sku]Express Plus system includes Power Block, Power Modules, and Power Link 2000 series; Each Power Link Dispenser can include 1 or 2 connctor including CCS, NACS, or CHAdeMO
Enphase | HCS-40 | EV Charger | AC | 7.7 | 1 | Single port, Must acquire Gateway for network connectivity | Eaton | EXPP-PL20##-ETN | Express Plus 2000 | DC | 500 | -2 | Express Plus system includes Power Block, Power Modules, and Power Link 2000 series; Each Power Link Dispenser can include 1 or 2 connctor including CCS, NACS, or CHAdeMO
iENERGIE360 US INC. dba. Injet | iM3C-09K6A | Vision | AC | 9.6 | -2 | Single port. | Eaton | EXPP-PL20##-FHWA-ETN | Express Plus 2000 | DC | 500 | -2 | [FHWA sku] Express Plus system includes Power Block, Power Modules, and Power Link 2000 series; Each Power Link Dispenser can include 1 or 2 connctor including CCS, NACS, or CHAdeMO
iENERGIE360 US INC. dba. Injet | iM3C-11K5A | Vision | AC | 11.5 | -2 | Single port. | Eaton | Express Plus 1000 Power Block: CPPB0001***-ETN PM1.5 43-001200-**-ETN EXPP-PL10##*-#*#*#-#*#*#-***-ETN | Express Plus | DC | 500 | -2 | Express Plus system includes Power Block, Power Modules, and Power Link 1000 series; Used for Fleet or Commercial.
iENERGIE360 US INC. dba. Injet | iM3C-19K2A | Vision | AC | 19.2 | -2 | Single port. | Ekoenergetyka | AXE-S2A7-66XX4XXXX, AXE-S2A7-65XX4XXXX | Axon Easy 120 | DC | 120 | -2 | Dual port.
Espen | EVC/A16 | EVC/A16 | AC | 3.8 | -2 | Single port. | Ekoenergetyka | AXE-S2A8-60XX4XXXX, AXE-S2A8-06XX4XXXX, AXE-S2A8-50XX4XXXX, AXE-S2A8-05XX4XXXX | Axon Easy 150 | DC | 150 | -2 | Dual port.
Espen | EVC/A32 | EVC/A32 | AC | 7.6 | -2 | Single port. | Ekoenergetyka | AXE-S2B0-65XX4XXXX, AXE-S2B0-66XX4XXXX | Axon Easy 180 | DC | 180 | -2 | Dual port.
Espen | EVC/A40 | EVC/A40 | AC | 9.6 | -2 | Single port. | Electric Avenue | 0 | Watti Direct 60 | DC | 60 | 1 | 0
Espen | EVC/A48 | EVC/A48 | AC | 11.5 | -2 | Single port. | Electric Avenue | 0 | Watti Direct 120 | DC | 120 | 1 | 0
Espen | EVC/A48X2 | EVC/A48X2 | AC | 11.5 | -2 | Dual port. | Electric Avenue | 0 | Watti Direct 180 | DC | 180 | 1 | 0
Espen | EVC/A48S | EVC/A48S | AC | 11.5 | 1 | Single port. | Electric Avenue | 0 | Watti Direct 360 | DC | 360 | 1 | 0
Espen | EVC/A48S-40 | EVC/A48S | AC | 9.6 | -2 | Single port. | Electric Era | FC200K-##-## | PowerNode Charging Station | DC | 400 | 1 | 2 port DCFC (CCS, NACS, or CHAdeMO) with integrated 220kWh battery system capable of discharging 125kW or 233kW of power
Espen | EVC/A48SX2 | EVC/A48SX2 | AC | 11.5 | -2 | Dual Port | Electron Charger | EC-EVC-L3-D120KW-G2 | EC-EVC-L3-D120KW-G2 | DC | 120 | -2 | Dual port, 120kW, 480VAC, DC, LVL 3 Charger
Espen | EVC/A48SX2-40 | EVC/A48SX2 | AC | 9.6 | -2 | Dual Port | Electron Charger | EC-EVC-L3-D60KW-G3 | EC-EVC-L3-D60KW-G3 | DC | 60 | -2 | Dual port, 60kW, 480VAC, DC, LVL 3 Charger
Espen | EVC/A80 | EVC/A80 | AC | 19.2 | -2 | Single port. | Electron Charger | EC-EVC-L3-D240KW-G2 | EC-EVC-L3-D240KW-G2 | DC | 240 | -2 | Dual port, 240kW, 480VAC, DC, LVL 3 Charger
Espen | EVC/A80S | EVC/A80S | AC | 19.2 | 1 | Single port. | iENERGIE360 US INC. dba. Injet | iNSCDA120K1 | Ampax | DC | 120 | -2 | Dual port.
Espen | EVC/A80S-40 | EVC/A80S | AC | 9.6 | -2 | Single port. | iENERGIE360 US INC. dba. Injet | iNSCDA150K1 | Ampax | DC | 150 | -2 | Dual port.
EVBolt | EVB-AC-PAX11 | Prestige II | AC | 11 | -2 | Single Port, Standalone network capability | iENERGIE360 US INC. dba. Injet | iNSCDA180K1 | Ampax | DC | 180 | -2 | Dual port.
EVBolt | EVB-AC-PAX19 | Prestige 19 | AC | 19.1 | -2 | Single Port, Standalone network capability | iENERGIE360 US INC. dba. Injet | iNSCDA240K1 | Ampax | DC | 240 | -2 | Dual port.
EVBox | Iqon IQ2303-###### | Iqon | AC | 7.2 | 1 | Dual Port , Standalone network capability | Espen | EVC/D030/S### | EVC/D030/S### | DC | 30 | -2 | 1x CCS1 connector 1x CHAdeMO connector
EverCharge | EV002-48,E800-1000 | EV02 | AC | 11.52 | 1 | Single Port, Standalone network capability | Espen | EVC/D060/S### | EVC/D060/S### | DC | 60 | 1 | 1x CCS1 connector 1x CHAdeMO connector
EverCharge | EV002-48,E800-1000-32A | EV02 | AC | 7.68 | -2 | Single Port, Standalone network capability | Espen | EVC/D120/S### | EVC/D120/S### | DC | 120 | 1 | 1x CCS1 connector 1x CHAdeMO connector
EverCharge | EV002-48,E800-1000-40A | EV02 | AC | 8.3 | -2 | Single Port, Standalone network capability | Espen | EVC/D180/S### | EVC/D180/S### | DC | 180 | 1 | 1x CCS1 connector 1x CHAdeMO connector; OCA Full and Security certificates under software version V1.00
EverCharge | EV002-80,E800-1001 | EV02 | AC | 19.2 | 1 | Single Port, Standalone network capability | Espen | EVC/D360/S### | EVC/D360/S### | DC | 360 | -2 | Power Cabinet. 1x CCS1 connector or 1x CHAdeMO connector. Vetted dispensers are DDWU362T0TE2PN- RW DDWU362T0TE2N7-RW, DDWU362V00E2N7-RW DDWU362U0UE2PN-RW, DDWU362U0UE2N7-RW, DDWU362K0TE2PN-RW, DDWU362K0TE2N7-RW, DDWU362K0UE2PN-RW, DDWU362K0UE2N7-RW, DDWU362G00E2PN-RW, DDWU362G00E2N7-RW, DDWU362K00E2PN-RW, DDWU362K00E2N7-RW, DDWU362U00E2PN-RW, DDWU362U00E2N7-RW, DDWU362T00E2PN-RW, DDWU362T00E2N7-RW, DDWU362V0UE2PN-RW, DDWU362V0UE2N7-RW, DDWU362V0KE2PN-RW, DDWU362V0KE2N7-RW, DDWU362V0TE2PN-RW, DDWU362V0TE2N7-RW, DDWU362V00E2PN-RW.
EverCharge | EV002-80,E800-1001-40A | EV02 | AC | 8.3 | -2 | Single Port, Standalone network capability | EverCharge | E800-1042-01 | DCFC 320kW All-in-One, w/ Dual CCS1 | DC | 320 | -2 | Dual port.
EvoCharge | EVO32-310-001 | iEVSE Plus 32 | AC | 7.7 | 1 | Single Port, Standalone network capability | EVPassport | C6AM150XX | C6AM150XX | DC | 150 | -2 | Standalone DCFC, no HPC needed, runs off its own power
EvoCharge | EVO32-310-002 | iEVSE Plus 32 | AC | 7.7 | 1 | Dual Port, Standalone network capability | EVPassport | C6AM90XX | C6AM90XX | DC | 95 | -2 | Runs on 208 3P power, standalone DCFC
EvoCharge | EVO32-320-001 | iEVSE 32 | AC | 7.7 | 1 | Single Port, Standalone network capability | EVPassport | Larry Charger | Larry | DC | 60 | 1 | 0
EvoCharge | EVO32-320-002 | iEVSE 32 | AC | 7.7 | 1 | Dual Port, Standalone network capability | EVPassport | Ruth Charger | Ruth | DC | 120 | 1 | 0
EvoCharge | W1-1962-#### | iEVSE | AC | 9.6 | 1 | 0 | EVPassport | Zues Charger | Zeus | DC | 180 | 1 | 0
EVPassport | Ezra Charger | Ezra | AC | 7.7 | 1 | Single Port, Standalone network capability NRTL listed as Phihong AWLU770001 | EVSIS | JC-94F2-350-0T5 | DC Charger 350kW | DC | 350 | -2 | Dual port. CCS / NACS(Optional), OCPP 2.0.1 will be supported
EVPassport | Rosa Charger | Rosa | AC | 11 | 1 | Single Port, Standalone network capability | EVSIS | JC-94F2-400-0T5 | DC Charger 400kW | DC | 400 | -2 | Dual port. CCS / NACS(Optional), OCPP 2.0.1 will be supported
EVSE LLC | 3703 | ChargeWorks EV Charger | AC | 9.6 | 1 | Single port, Must acquire Gateway for network connectivity | EVSIS | JC-9932-100-CT | DC Charger 100kW | DC | 100 | -2 | CCS/CHAdeMO (optional), OCPP 2.0.1 will be supported
EVSE LLC | 3722 | EVSE Garage Overhead Charger | AC | 9.6 | 1 | Single port, Must acquire Gateway for network connectivity | EVSIS | JC-9932-180-CT | DC Charger 180kW | DC | 180 | -2 | Dual port. CCS / NACS(Optional), OCPP 2.0.1 will be supported
EVSE LLC | 3704 REV G | AutoCoil EV Charger | AC | 9.6 | 1 | Single port, Must acquire Gateway for network connectivity | EVSIS | JC-9932-240-CT | DC Charger 240kW | DC | 240 | -2 | Dual port. CCS / NACS(Optional), OCPP 2.0.1 will be supported
EVSE LLC | 3704-002 REV G | AutoCoil EV Charger | AC | 9.6 | 1 | Single port, Must acquire Gateway for network connectivity | EVSIS | JC-9A31-30-CT | DC Charger 30kW | DC | 30 | -2 | CCS/OCPP 2.0.1 will be supported
FLO | CoRe+ MAX | CoRe+™ MAX | AC | 19.2 | 1 | Single Port | FLO | SmartDC 100 | SmartDC™ 100 kW | DC | 100 | 1 | 1x CCS1 connector 1x CHAdeMO connector
FLO | CoRe+ MAX-40 | CoRe+™ MAX | AC | 9.6 | 1 | Single Port | FLO | SmartDC 50 | SmartDC™ 50 kW | DC | 50 | 1 | 1x CCS1 connector 1x CHAdeMO connector;SDCV3-50-480-22-#
FLO | CoRe+ STD 21 FT | CoRe+™ | AC | 7.2 | 1 | Dual Port , Standalone network capability | FLO | Ultra | Ultra | DC | 320 | -2 | Dual port.
FLO | SmartTWO | SmartTWO™ Series | AC | 7.2 | 1 | Single Port, Standalone network capability | Ford Pro Charging | FPC-DC0060AA-U## | 0 | DC | 60 | -2 | Single or Dual Port 2x CCS1 connector . NRTL listed as Power Electronics NB060SU20
FLO | SmartTWO Cellular | SmartTWO™ Series | AC | 7.2 | 1 | Single Port, Standalone network capability | Ford Pro Charging | FPC-DC0120AA-U## | 0 | DC | 120 | -2 | 2x CCS1 200A or 300A connector NRTL listed as Power Electronics NB120SU20
FLO | SmartTWO For City Curbside | SmartTWO™ Series | AC | 7.2 | 1 | Single Port, Standalone network capability | Free2Move | E21CH060Dx | 0 | DC | 60 | 1 | 1x CCS1 connector 1x CHAdeMO connector
Ford Pro Charging | FPC-AC0048ZC-### | Ford Pro AC Charging Station, 48A Series 2 | AC | 11.5 | 1 | Single Port. | Free2Move | E21CH180## | 0 | DC | 180 | 1 | 1x CCS1 connector 1x CHAdeMO connector; OCA Full and Security certificates under software version V1.00
Ford Pro Charging | NL38-10C823-AA | 80A Fleet | AC | 19.2 | 1 | 0 | Freewire | 900-00151-XX | Boost 150 | DC | 150 | 1 | Battery integrated DCFC
FractalEV | FR-802E1DRNAK | FR-80 (ISO) | AC | 19.2 | -2 | Single port | Gateway International 360 | GW-EV3000/XXX | GW-EV3000/XXX | DC | 30 | -2 | 1x CCS1 connector 1x CHAdeMO connector
FractalEV | FR-482E1DRNAK | FR-48 (ISO) | AC | 11.5 | -2 | Single port | Gateway International 360 | GW-EV4400-120/XXX | GW-EV4400-120/XXX | DC | 120 | -2 | 1x CCS1 connector 1x CHAdeMO connector
Free2Move | E21CA180Dx | 48A Charger | AC | 11 | 1 | Single Port, Standalone network capability; OCA Full and Security certificates under software version V1.00 | Gateway International 360 | GW-EV4400-180/XXX | GW-EV4400-180/XXX | DC | 180 | -2 | 1x CCS1 connector 1x CHAdeMO connector; OCA Full and Security certificates under software version V1.00
Free2Move | E21CH012## | 0 | AC | 11 | -2 | Single Port, Standalone network capability; OCA Full and Security certificates under software version V1.00 | Gateway International 360 | GW-EV4400-360/XXX | GW-EV4400-360/XXX | DC | 360 | -2 | Power Cabinet. 1x CCS1 connector or 1x CHAdeMO connector. Vetted dispensers are DDWU362T0TE2PN- RW DDWU362T0TE2N7-RW, DDWU362V00E2N7-RW DDWU362U0UE2PN-RW, DDWU362U0UE2N7-RW, DDWU362K0TE2PN-RW, DDWU362K0TE2N7-RW, DDWU362K0UE2PN-RW, DDWU362K0UE2N7-RW, DDWU362G00E2PN-RW, DDWU362G00E2N7-RW, DDWU362K00E2PN-RW, DDWU362K00E2N7-RW, DDWU362U00E2PN-RW, DDWU362U00E2N7-RW, DDWU362T00E2PN-RW, DDWU362T00E2N7-RW, DDWU362V0UE2PN-RW, DDWU362V0UE2N7-RW, DDWU362V0KE2PN-RW, DDWU362V0KE2N7-RW, DDWU362V0TE2PN-RW, DDWU362V0TE2N7-RW, DDWU362V00E2PN-RW.
Free2Move | E21CH019Dx | 80A Charger | AC | 19.1 | 1 | Single Port, Standalone network capability | Gateway International 360 | GW-EV4400-60/XXX | GW-EV4400-60/XXX | DC | 60 | -2 | 1x CCS1 connector 1x CHAdeMO connector
G9EV | JB3.0-XXX | Legacy | AC | 19.2 | 1 | 1 or 2 ports. In model number xxx represents two digits of output amperage & 1 digit signifying port quantity | Gravity | GR-LH500CX | 0 | DC | 500 | -2 | 0
Gateway International 360 | GW-EV75/XXX | GW-EV75/XXX | AC | 11.5 | -2 | Single port. | Gravity | GT-AH200XX | 0 | DC | 200 | -2 | 0
Gateway International 360 | GW-EV500/XXX | GW-EV500/XXX | AC | 11.5 | -2 | Single port. | Gravity | GT-AV200XX | 0 | DC | 200 | -2 | 0
Gateway International 360 | GW-EV550-C/XXX | GW-EV550-C/XXX | AC | 19.2 | -2 | Single port. | Gravity | GT-LAV500EX | 0 | DC | 500 | -2 | 0
Gateway International 360 | GW-EV600/XXX | GW-EV600/XXX | AC | 11.5 | -2 | Dual Port | Gravity | GT-LLH500EX | 0 | DC | 500 | -2 | 0
InCharge | EX-1193-1 | 0 | AC | 19.2 | -2 | Single Port NRTL Listed as EX-1193-1 | Gravity | GT-LV500CX | 0 | DC | 500 | -2 | 0
InCharge | ICE-40 AC | ICE-40 AC | AC | 9.6 | 1 | 40 A 9.6 kW | i-charging | blueberry | BB50 | DC | 50 | -2 | Dual port
InCharge | ICE-80 AC | ICE-80 AC | AC | 19.2 | 1 | 80 A 19.2 kW | i-charging | blueberry CLUSTER | blueberry CLUSTER | DC | 500 | -2 | Four ports. Simultaneous charging, Dynamic Power Allocation, 50 to 900 kW. 1 to 3 Power Units (cabinets) and up to 4 plugs in dispenser and satellites
Integra Energy | IE-IC3-32A-H | 0 | AC | 7.7 | 1 | 0 | i-charging | blueberry FUSION | blueberry FUSION | DC | 150 | -2 | Dual port. Simultaneous charging, Dynamic Power Allocation, 50, 100 and 150kW available
Integra Energy | IEV-48SEL | IEV-48SEL | AC | 11.5 | -2 | Single port. | i-charging | blueberry PLUS | PU 200 R2 / PU 300 R2 | DC | 500 | -2 | Four ports. Simultaneous charging, Dynamic Power Allocation, 50 to 900 kW. 1 to 3 Power Units (cabinets) and 1 Dispenser w 2 Plugs
Integra Energy | IEV-48SEL-40 | IEV-48SEL | AC | 9.6 | -2 | Single port. | InCharge | ICE 480 | ICE 480 | DC | 480 | -2 | Supports both CCS and CHAdeMO standards with one or two connectors. This DC Split System is designed to provide high power charging with distributed dispenser and power conversion units.
Integra Energy | IEV-48SEL-G2 | IEV-48SEL-G2 | AC | 11.5 | -2 | Single port. | InCharge | ICE CUBE 200kWh/200kW Battery Buffer | ICE CUBE 200kWh/200kW Battery Buffer | DC | 240 | -2 | Battery integrated DCFC. Up to 4 ports.
Integra Energy | IEV-80SEL | IEV-80SEL | AC | 19.2 | -2 | Single port. | InCharge | ICE-120 | ICE-120 | DC | 120 | 1 | 1x CCS1 connector 1x CHAdeMO connector NRTL listed as Shenzhen InfyPower : EXP120K2-FD-UU2 & EXP120K2-FS-U2
Integra Energy | IEV-80SEL-40 | IEV-80SEL | AC | 9.6 | -2 | Single port. | InCharge | ICE-180 | ICE-180 | DC | 180 | 1 | 1x CCS1 connector 1x CHAdeMO connector NRTL listed as Shenzhen InfyPower : EXP180K2-FD-UU2 & EXP180K2-FS-U2
Integra Energy | IEV-80SEL-G2 | IEV-80SEL-G2 | AC | 19.2 | -2 | Single port. | InCharge | ICE-30 | ICE-30 | DC | 30 | -2 | 1x CCS1 connector 1x CHAdeMO connector NRTL listed as Shenzhen InfyPower : EXP30k2-FSW-U2 & EXP30kW-FDW-UU2
IoTecha | CCS-ACL2 / CCS-C80A | CCS-C80A-xxyyy | AC | 19.2 | -2 | Single Port. xx - cable length (15 or 25ft) yyy - LTE option | InCharge | ICE-60 | ICE-60 | DC | 60 | 1 | 1x CCS1 connector 1x CHAdeMO connector NRTL listed as Shenzhen InfyPower : EXP60K2-FD-UU2 & EXP60K2-FS-U2
IoTecha | CCS-ACL2-40 / CCS-C40A | CCS-ACL2-40 / CCS-C40A | AC | 8.3 | -2 | Single Port. xx - cable length (15 or 25ft) yyy - LTE option | InCharge | ICE-22 V2X Wallbox | ICE-22 V2X Wallbox | DC V2G | 22 | -2 | Supports both CCS and CHAdeMO. Up to 2 ports.
IoTecha | CCS-C80C | CCS-C80C-xxyyy | AC | 19.2 | -2 | Single Port. xx - cable length (15 or 25ft) yyy - LTE option | InCharge | ICE-44 V2X Wallbox | ICE-44 V2X Wallbox | DC V2G | 44 | -2 | Single or dual port. Supports both CCS and CHAdeMO. Up to 2 ports.
It's Electric Inc. | Brooklyn-718 | Brooklyn-718 | AC | 7.68 | -2 | Single port. Paired with SWTCH network | InCharge | ICE-66 V2X | ICE-66 V2X | DC V2G | 66 | -2 | Single or dual port. Supports both CCS and CHAdeMO. Up to 2 ports.
IXP, LLC | IXP-E48 | IXP-E48 | AC | 11.5 | 0 | 0 | InCharge | ICE-132 V2X | ICE-132 V2X | DC V2G | 132 | -2 | Dual port.
IXP, LLC | IXP-E80 | IXP-E80 | AC | 19.2 | -2 | EV Charger, 80 Amp, Level 2, 4G Module, ISO 15118 compliant, Credit Card Reader, Commercial, Gen 2, Orange | InCharge | ICE60K3-FDW-UU2 | ICE-60 DCWB | DC | 60 | -2 | Dual port.
LEDVANCE LLC | 75899 | EVC/48A/LVL2/C2/OR | AC | 11.5 | 1 | EV Charger, 48 Amp, Level 2, Commercial, Gen 2, Orange | InCharge | IDC600K3-FMR5-2 | ICE-600 | DC | 600 | -2 | Ten ports.
LEDVANCE LLC | 75905 | EVC/48A/LVL2/4G/C2/OR | AC | 11.5 | 1 | EV Charger, 48Amp, Level 2, 4G Module, Commercial, Gen 2, Orange | Ingeteam | RAPID 120 | RAPID 120 | DC | 120 | -2 | Stand-alone. Single or dual port. CCS1, NACS and/or CHAdeMO.
LEDVANCE LLC | 75900 | EVC/48A/LVL2/ISO/C2/OR | AC | 11.5 | 1 | EV Charger, 48 Amp, Level 2, ISO 15118 compliant, Commercial, Gen 2, Orange | Ingeteam | RAPID 150 | RAPID 150 | DC | 150 | -2 | Stand-alone. Single or dual port. CCS1, NACS and/or CHAdeMO.
LEDVANCE LLC | 75906 | EVC/48A/LVL2/4G/ISO/C2/OR | AC | 11.5 | 1 | EV Charger, 48 Amp, Level 2, 4G Module, ISO 15118 compliant, Commercial, Gen 2, Orange | Ingeteam | RAPID 180 | RAPID 180 | DC | 180 | -2 | Stand-alone. Single or dual port. CCS1, NACS and/or CHAdeMO.
LEDVANCE LLC | 75901 | EVC/48A/LVL2/ISO/CC/C2/OR | AC | 11.5 | 1 | EV Charger, 48 Amp, Level 2, ISO 15118 compliant, Credit Card Reader, Commercial, Gen 2, Orange | Ingeteam | RAPID 60E | RAPID 60E | DC | 60 | -2 | Stand-alone. Single or dual port. CCS1, NACS and/or CHAdeMO.
LEDVANCE LLC | 75927 | EVC/48A/LVL2/4G/CC/C2/OR | AC | 11.5 | 1 | EV Charger, 48 Amp, Level 2, 4G Module, Credit Card Reader, Commercial, Gen 2, Orange | Ingeteam | RAPID 90 | RAPID 90 | DC | 90 | -2 | Stand-alone. Single or dual port. CCS1, NACS and/or CHAdeMO.
LEDVANCE LLC | 75907 | EVC/48A/LVL2/4G/ISO/CC/C2/OR | AC | 11.5 | 1 | EV Charger, 48 Amp, Level 2, 4G Module, ISO 15118 compliant, Credit Card Reader, Commercial, Gen 2, Orange | Integra Energy | IEV/D030/SXXX | IEV/D030/SXXX | DC | 30 | -2 | 1x CCS1 connector 1x CHAdeMO connector
LEDVANCE LLC | 75902 | EVC/80A/LVL2/C2/OR | AC | 19.2 | -2 | EV Charger, 80 Amp, Level 2, Commercial, Gen 2, Orange | Integra Energy | IEV/D060/SXXX | IEV/D060/SXXX | DC | 60 | 1 | 1x CCS1 connector 1x CHAdeMO connector
LEDVANCE LLC | 75915 | EVC/80A/LVL2/4G/C2/OR | AC | 19.2 | -2 | EV Charger, 80 Amp, Level 2, 4G Module, Commercial, Gen 2, Orange | Integra Energy | IEV/D120/SXXX | IEV/D120/SXXX | DC | 120 | 1 | 1x CCS1 connector 1x CHAdeMO connector
LEDVANCE LLC | 74903 | EVC/80A/LVL2/ISO/C2/OR | AC | 19.2 | -2 | EV Charger, 80 Amp, Level 2, ISO 15118 compliant, Commercial, Gen 2, Orange | Integra Energy | IEV/D180/SXXX | IEV/D180/SXXX | DC | 180 | 1 | 1x CCS1 connector 1x CHAdeMO connector; OCA Full and Security certificates under software version V1.00
LEDVANCE LLC | 75925 | EVC/80A/LVL2/4G/ISO/C2/OR | AC | 19.2 | -2 | EV Charger, 80 Amp, Level 2, 4G Module, ISO 15118 compliant, Commercial, Gen 2, Orange | Integra Energy | IEV/D360/SXXX | IEV/D360/SXXX | DC | 360 | -2 | Power Cabinet. 1x CCS1 connector or 1x CHAdeMO connector. Vetted dispensers are DDWU362T0TE2PN- RW DDWU362T0TE2N7-RW, DDWU362V00E2N7-RW DDWU362U0UE2PN-RW, DDWU362U0UE2N7-RW, DDWU362K0TE2PN-RW, DDWU362K0TE2N7-RW, DDWU362K0UE2PN-RW, DDWU362K0UE2N7-RW, DDWU362G00E2PN-RW, DDWU362G00E2N7-RW, DDWU362K00E2PN-RW, DDWU362K00E2N7-RW, DDWU362U00E2PN-RW, DDWU362U00E2N7-RW, DDWU362T00E2PN-RW, DDWU362T00E2N7-RW, DDWU362V0UE2PN-RW, DDWU362V0UE2N7-RW, DDWU362V0KE2PN-RW, DDWU362V0KE2N7-RW, DDWU362V0TE2PN-RW, DDWU362V0TE2N7-RW, DDWU362V00E2PN-RW.
LEDVANCE LLC | 75904 | EVC/80A/LVL2/ISO/CC/C2/OR | AC | 19.2 | -2 | EV Charger, 80 Amp, Level 2, ISO 15118 compliant, Credit Card Reader, Commercial, Gen 2, Orange | Jule (eCAMION) | Jule-100 | Jule Charger 100 | DC | 100 | -2 | DCFC that works with ESS w/ voltage range 650-800VDC
LEDVANCE LLC | 75928 | EVC/80A/LVL2/4G/CC/C2/OR | AC | 19.2 | -2 | EV Charger, 80 Amp, Level 2, 4G Module, Credit Card Reader, Commercial, Gen 2, Orange | Jule (eCAMION) | Jule-200 | Jule Charger 200 | DC | 200 | -2 | DCFC that works with ESS w/ voltage range 650-800VDC
LEDVANCE LLC | 75926 | EVC/80A/LVL2/4G/ISO/CC/C2/OR | AC | 19.2 | -2 | EV Charger, 80 Amp, Level 2, 4G Module, ISO 15118 compliant, Credit Card Reader, Commercial, Gen 2, Orange | Jule (eCAMION) | Jule-350 | Jule Charger 350 | DC | 350 | -2 | DCFC that works with ESS w/ voltage range 650-800VDC
Legrand | LNA-EVC1-48-SV1 | 0 | AC | 11.5 | 1 | 0 | Kempower | C50####### C80####### | C-Series | DC | 600 | -2 | Up to 8 ports. Kempower Power Unit supplies DC power to various distributed dispenser ouputs including but not limited to the Kempower Satellite (offers single or dual port configurations), the Kempower Liquid Cooled Satellite, etc.. Details about qualifications relevant to each variant is detailed in the corresponding notes section.
LITE-ON | EX-1193-8 | BC2 80A | AC | 19.2 | 1 | Single port. | Kempower | C501### | C-Series | DC | 200 | -2 | 1-4 power modules supporting max output range of 50-200kW
LITE-ON | EX-1193-E | SC2 Plus 80A | AC | 19.2 | 1 | Single port. | Kempower | C502### | C-Series | DC | 350 | -2 | 1-7 power modules supporting max output range of 50-350kW
LITE-ON | EX-1193-H | IC2 80A POS | AC | 19.2 | 1 | Single port. | Kempower | C503### | C-Series | DC | 350 | -2 | 1-7 power modules supporting max output range of 50-350kW
LITE-ON | EX-1193-K | SC2 Plus 80A POS | AC | 19.2 | 1 | Single port. | Kempower | C801### | C-Series | DC | 200 | -2 | 1-4 power modules supporting max output range of 50-200kW
LITE-ON | EX-1193-M | IC2 80A | AC | 19.2 | 1 | Single port. | Kempower | C802### | C-Series | DC | 350 | -2 | 1-7 power modules supporting max output range of 50-350kW
LITE-ON | EX-1193-T | SC2 80A | AC | 19.2 | 1 | Single port. | Kempower | C803### | C-Series | DC | 350 | -2 | 1-7 power modules supporting max output range of 50-350kW
LITE-ON | W1-UC168-0MF1F0 | ADV 48A | AC | 11.52 | -2 | Single port. | Lincoln Electric | Velion 150 | Velion | DC | 150 | -2 | Single port.
LITE-ON | W1-UC168-0MF1FR | ADV+ 48A | AC | 11.52 | -2 | Single port. | Loop Global | EVS-FLASH-300-D01 | Infinity Flash (with screen) | DC | 300 | -2 | Dual port with screen. Power cabinet required: EVS-FLASH- 360-PC01
LITE-ON | W1-UC168-0MJ1EP | ADV+ 48A POS | AC | 11.52 | -2 | Single port. | Loop Global | EVS-FLASH-300-D01-150 | Infinity Flash (with screen)(derated) | DC | 150 | -2 | 150kW max per port
LITE-ON | W1-UC168-0MK1ER | IC 48A | AC | 11.52 | -2 | Single port. | Loop Global | EVS-FLASH-300-D02 | Infinity Flash (without screen) | DC | 300 | -2 | Dual port without screen. Power cabinet required: EVS-FLASH- 360-PC01
LITE-ON | W1-UC168-0ML1EP | IC 48A POS | AC | 11.52 | -2 | Single port. | Loop Global | EVS-FLASH-300-D02-150 | Infinity Flash (without screen)(derated) | DC | 150 | -2 | 150kW max per port
Loop Global | EVS-32A-L2-001 | EV-Flex LITE | AC | 7.68 | 1 | SAE J1772, Standalone network capability | Lynkwell | LW141-DC480/480-SA-CC18 | LW141-DC480/480-SA-CC18 | DC | 480 | -2 | Dual port. 2x CCS1 connector
Loop Global | EVS-32A-L2-002 | EV-Flex LITE | AC | 7.68 | 1 | SAE J1772, Standalone network capability | Lynkwell | LW141-DC480/480-SA-CN-18 | LW141-DC480/480-SA-CN-18 | DC | 480 | -2 | Dual port. 1x CCS1 connector, 1x NACS/J3400 connector
Loop Global | EVS-80A-L2-001 | EV-Fleet | AC | 19.2 | 1 | SAE J1772, Standalone network capability | Lynkwell | LW141-DC480/400-SA-CC18 | LW141-DC480/400-SA-CC18 | DC | 400 | -2 | Dual port. 2x CCS1 connector
Loop Global | EVS-80A-L2-002 | EV-Fleet | AC | 19.2 | 1 | SAE J1772, Standalone network capability | Lynkwell | LW141-DC480/400-SA-CN18 | LW141-DC480/400-SA-CN18 | DC | 400 | -2 | Dual port. 1x CCS1 connector, 1x NACS/J3400 connector
Loop Global | EVS-80A-L2-002-40 | EV-Fleet | AC | 9.6 | 1 | SAE J1772, Standalone network capability | Lynkwell | LW141-DC480/320-SA-CC18 | LW141-DC480/320-SA-CC18 | DC | 320 | -2 | Dual port. 2x CCS1 connector
Lynkwell | LW141-AC50 | LW141-AC50 | AC | 12 | -2 | Single Port ; OCPP Full Certificate with software version V1.13.97 | Lynkwell | LW141-DC480/320-SA-CN18 | LW141-DC480/320-SA-CN18 | DC | 320 | -2 | Dual port. 1x CCS1 connector, 1x NACS/J3400 connector
Lynkwell | LW141-AC80 | LW141-AC80 | AC | 19.2 | -2 | Single port. | Lynkwell | LW141-DC100 | LW141-DC100 | DC | 100 | -2 | Single or dual port
Lynkwell | LW141-DC40 | LW141-DC40 | AC | 8.3 | -2 | Dual Port. This is the same model as the UF****01. The charger can be derated to 40A and thus be eligible for SCE's Charge Ready Light Duty program. SCE added -40 at the end to differentiate it from the other 80A version. | Lynkwell | LW141-DC120 | LW141-DC120 | DC | 120 | -2 | Single or dual port
Lynkwell | LW202-AC32 | LW202-AC32 | AC | 7.7 | 1 | Single port. | Lynkwell | LW141-DC140 | LW141-DC140 | DC | 140 | -2 | Single or dual port
Lynkwell | LW202-AC48 | LW202-AC48 | AC | 11.52 | -2 | Single port. | Lynkwell | LW141-DC160 | LW141-DC160 | DC | 160 | -2 | Single or dual port
Lynkwell | LW202-AC80 | LW202-AC80 | AC | 19.2 | 1 | Single port. | Lynkwell | LW141-DC180 | LW141-DC180 | DC | 180 | -2 | Single or dual port
Matcha Electric | Z32 | Z32 | AC | 7.7 | 1 | 0 | Lynkwell | LW141-DC200 | LW141-DC200 | DC | 200 | -2 | Single or dual port
Matcha Electric | Z48 | Z48 | AC | 11.5 | 1 | 0 | Lynkwell | LW141-DC220 | LW141-DC220 | DC | 220 | -2 | Single or dual port
Noodoe | AC11P-40/ AC11P Exceed-40 | 0 | AC | 8.3 | -2 | Single port. | Lynkwell | LW141-DC240 | LW141-DC240 | DC | 240 | -2 | Single or dual port
Noodoe | AC11P/ AC11P Exceed | 0 | AC | 11.5 | 1 | Single port. | Lynkwell | LW141-DC60 | LW141-DC60 | DC | 60 | -2 | Single or dual port
NovaCHARGE | NC7000 | NC7000 | AC | 7.7 | 1 | 0 | Lynkwell | LW141-DC640 | LW141-DC640 | DC | 640 | -2 | The DC HiPower has a power cabinet with dispenser set up. It comes in 320, 480, or 640kW options and can be purchased with 2, 4, 6, or 8 ports depending on the number of dispensers.
NovaCHARGE | NC8000 | NC8000 | AC | 19.2 | 1 | 0 | Lynkwell | LW141-DC80 | LW141-DC80 | DC | 80 | -2 | Single or dual port
Nuvve | EVSE-B-P1-H1 | EVSE PowerPort Neo 19kW L2 (1 phase, J1772) | AC | 19.2 | 1 | Single Port, Standalone network capability | Lynkwell | LW301-DC-180 | LW301-DC-180 | DC | 180 | -2 | 0
OpConnect | IC80 | IC80 | AC | 19.2 | -2 | Single Port NRTL Listed as EX-1193-1 | Lynkwell | LW301-DC240 | LW301-DC240 | DC | 240 | -2 | OCA Full and Security certificates under software version 1.2009.0 (alternate company name on OCA cert - Wanbang Digital Energy Co., Ltd.)
OpConnect | IC80-40 | IC80 | AC | 9.6 | -2 | Single Port NRTL Listed as EX-1193-1 | Lynkwell | LW301-DC320 | LW301-DC320 | DC | 320 | -2 | Dual port.
OpConnect | SC80 | SC80 | AC | 19.2 | -2 | Single Port NRTL Listed as EX-1193-3 | Lynkwell | LW401-DC600 | LW401-DC600 | DC | 600 | -2 | This is distributed system that can connect up to two 400kW dispensers(Model no: DP400K-xx-PS-yy) ## : Varaiable based on any other options xx : Variable based on connector type(CCS1, NACS) yy : variable based on any other options
OpConnect | SC80-40 | SC80 | AC | 9.6 | -2 | Single Port NRTL Listed as EX-1193-3 | Noodoe | DC060PHCSX13480SUS1 | 0 | DC | 60 | 1 | 1x CCS1 connector 1x CHAdeMO connector
Pando Electric | Pando 002A | Pando 002A | MANAGED OUTLET | 9.6 | -2 | Single port. | Noodoe | DC060PHSSX13480SUS1 | 0 | DC | 60 | 1 | 2x CCS1 connector
PowerCharge | PC-E80-C-03 | P80 GW | AC | 19.2 | -2 | Single port. | Noodoe | DC090PHCSX13480SUS1 | 0 | DC | 90 | 1 | 1x CCS1 connector 1x CHAdeMO connector
PowerCharge | PC-E80-C-04 | P80 NGW | AC | 19.2 | -2 | Single port. | Noodoe | DC090PHSSX13480SUS1 | 0 | DC | 90 | 1 | 2x CCS1 connector
PowerCharge | PC-E48-C-02 | PC48 GW | AC | 11.52 | -2 | Single port. | Noodoe | DC120PHCSX13480SUS1 | 0 | DC | 120 | 1 | 1x CCS1 connector 1x CHAdeMO connector
PowerCharge | PC-E48-C-04 | PC48NGW | AC | 11.52 | -2 | Single port. | Noodoe | DC120PHSSX13480SUS1 | 0 | DC | 120 | 1 | 2x CCS1 connector
PowerFlex Systems | PF-JT80 | JT80 | AC | 19.2 | 1 | 0 | Noodoe | DC150PHCSX13480SUS1 | 0 | DC | 150 | 1 | 1x CCS1 connector 1x CHAdeMO connector
PowerFlex Systems | JNT-EVC10 (PF-JT48) | 0 | AC | 11.52 | 1 | Must acquire Nexus | Noodoe | DC150PHSSX13480SUS1 | 0 | DC | 150 | 1 | 2x CCS1 connector
PowerPump | AC550 | AC550 | AC | 10 | 1 | Single Port. | Noodoe | DC180PHCSX13480SUS1 | 0 | DC | 180 | 1 | 1x CCS1 connector 1x CHAdeMO connector
QCharge123 | QAC2-BC | Commercial Charger | AC | 19.2 | -2 | Single or dual port. | Noodoe | DC180PHSSX13480SUS1 | 0 | DC | 180 | 1 | 2x CCS1 connector
QCharge123 | QAC2-BR | Residential/Low Commercial Charger | AC | 9.6 | -2 | Single port. | Nuvve | TP-160DC-V1G-H1-C, TP-160DC-V1G-H1-N, TP-160DC-V1G-H2-CC, TP-160DC-V1G-H2-NN, TP-160DC-V1G-H2-NC, TP-160DC-V1G-H1-C-BA, TP-160DC-V1G-H1-N-BA, TP-160DC-V1G-H2-CC-BA, TP-160DC-V1G-H2-NN-BA, TP-160DC-V1G-H2-NC-BA | EVSE Nuvve DCFC 160kW Smart Charging Station (Single or Dual Port, CCS1 or NACS, Power Sharing, non-BABA or BABA) | DC | 160 | -2 | Dual port. Can be configured with: 2x CCS, 2x NACS, 2x CHAdeMO, 1x CCS + 1x NACS, 1x CCS + 1x CHAdeMO
RAB Lighting Inc. | EVC48 | EVC48 | AC | 11 | 1 | Single Port, Standalone network capability; OCA Full and Security certificates under software version V1.00 | Nuvve | TP-180DC-V1G-H1-C, TP-180DC-V1G-H1-N, TP-180DC-V1G-H2-CC, TP-180DC-V1G-H2-NN, TP-180DC-V1G-H2-NC, TP-180DC-V1G-H1-C-BA, TP-180DC-V1G-H1-N-BA, TP-180DC-V1G-H2-CC-BA, TP-180DC-V1G-H2-NN-BA, TP-180DC-V1G-H2-NC-BA | EVSE Nuvve DCFC 180kW Smart Charging Station (Single or Dual Port, CCS1 or NACS, Power Sharing, non-BABA or BABA) | DC | 180 | -2 | Dual port. Can be configured with: 2x CCS, 2x NACS, 2x CHAdeMO, 1x CCS + 1x NACS, 1x CCS + 1x CHAdeMO
RAB Lighting Inc. | EVC80 | EVC80 | AC | 19.2 | 1 | 0 | Nuvve | TP-200DC-V1G-H2-CC | TP-200DC-V1G(-####) | DC | 200 | -2 | Dual Port, either 2x CCS or 1x CCS + 1x CHAdeMO
Siemens | VersiCharge 11.5kW 8EM1310-5CF14-0GA0 | VersiCharge | AC | 11.5 | 1 | Single Port, Standalone network capability | Nuvve | TP-240DC-V1G-H2-CC | TP-240DC-V1G(-####) | DC | 240 | -2 | Dual Port, either 2x CCS or 1x CCS + 1x CHAdeMO
Siemens | VersiCharge 11.5kW 8EM1310-5CF14-1GA2 | VersiCharge | AC | 11.5 | 1 | Single Port, Standalone network capability | Nuvve | TP-300HPDC-V1G-H1-C, TP-300HPDC-V1G-H1-N, TP-300HPDC-V1G-H2-CC, TP-300HPDC-V1G-H2-NN, TP-300HPDC-V1G-H2-NC, TP-300HPDC-V1G-H1-C-BA, TP-300HPDC-V1G-H1-N-BA, TP-300HPDC-V1G-H2-CC-BA, TP-300HPDC-V1G-H2-NN-BA, TP-300HPDC-V1G-H2-NC-BA | EVSE Nuvve DCFC 300kW Smart Charging Station (Single or Dual Port, CCS1 or NACS, Power Sharing, non-BABA or BABA) | DC | 300 | -2 | Dual Port, either 2x CCS or 1x CCS + 1x CHAdeMO
Siemens | VersiCharge 11.5kW 8EM1312-5CF18-0FA3 | VersiCharge | AC | 11.5 | 1 | Single Port, Standalone network capability | Nuvve | TP-360HPDC-V1G-H1-C, TP-360HPDC-V1G-H1-N, TP-360HPDC-V1G-H2-CC, TP-360HPDC-V1G-H2-NN, TP-360HPDC-V1G-H2-NC, TP-360HPDC-V1G-H1-C-BA, TP-360HPDC-V1G-H1-N-BA, TP-360HPDC-V1G-H2-CC-BA, TP-360HPDC-V1G-H2-NN-BA, TP-360HPDC-V1G-H2-NC-BA | EVSE Nuvve DCFC 360kW Smart Charging Station (Single or Dual Port, CCS1 or NACS, Power Sharing, non-BABA or BABA) | DC | 360 | -2 | Dual Port, either 2x CCS or 1x CCS + 1x CHAdeMO
Siemens | VersiCharge 9.6kW 8EM1310-4CF14-0GA0 | VersiCharge | AC | 9.6 | 1 | Single Port, Standalone network capability | PositivEnergy US | PES-DCVC60kW-480 | PES-DCVC60kW-480 | DC | 60 | 1 | 0
Siemens | VersiCharge 9.6kW 8EM1310-4CF14-1GA2 | VersiCharge | AC | 9.6 | 1 | Single Port, Standalone network capability | PositivEnergy US | PES-DCVC60kW-V2G | PES-DCVC60kW-V2G | DC | 60 | 1 | 0
Siemens | VersiCharge 9.6kW 8EM1312-4CF18-0FA3 | VersiCharge | AC | 9.6 | 1 | Single Port, Standalone network capability | PositivEnergy US | PES-DCVC-125kW-480 | PES-DCVC-125kW-480 | DC | 125 | 1 | 0
SWTCH Energy | AXLU111001/48 | AX48 | AC | 11 | -2 | Single Port, Standalone network capability; OCA Full and Security certificates under software version V1.00 | PositivEnergy US | PES-DCVC-125kW-480-V2G | PES-DCVC-125kW-480-V2G | DC | 125 | 1 | 0
SWTCH Energy | AXLU191001/80 | AX80 | AC | 19.1 | -2 | Single Port, Standalone network capability | Red E Charge | 0 | Red E Stellar 60-240kW | DC | 240 | 1 | 0
SWTCH Energy | EX-1193-1 | SWTCH Lite-On Platinum IC3 80A | AC | 19.2 | -2 | Single Port NRTL Listed as EX-1193-1 | Siemens | 0 | VersiCharge Ultra50 | DC | 50 | 1 | 0
SWTCH Energy | EX-1193-3 | SWTCH Lite-On Platinum SC3 80A | AC | 19.2 | -2 | Single Port NRTL Listed as EX-1193-3 | Sinexcel | SEC1000/160Y-H-U； SEC1000/160Y-T-U； SEC1000/160Y-HH-U； SEC1000/160Y-TT-U； SEC1000/160Y-HT-U； SEC1000/120Y-H-U； SEC1000/120Y-T-U； SEC1000/120Y-HH-U； SEC1000/120Y-TT-U； SEC1000/120Y-HT-U； SEC1000/60Y-C-U； SEC1000/60Y-S-U； SEC1000/60Y-CC-U； SEC1000/60Y-SS-U； SEC1000/60Y-SC-U； | SEC160 | DC | 160 | -2 | Output range:200V-1000V efficiency:Up to 96% Full certification User-friendly ADA Multiple payment methods Support for customization PLUG& CHARGE Hardware 15118-Ready Can Output 350A CCS1 boost 500A NACS boost 400A
SWTCH Energy | IC3-32A-H-A | SWTCH Lite-On Platinum IC3 | AC | 7.6 | -2 | Single Port NRTL Listed as IC3-32A-H-A | Sinexcel | SEC1000/240Y-H-U SEC1000/240Y-HH-U SEC1000/240Y-HJ-U SEC1000/240Y-T-U SEC1000/240Y-HT-U SEC1000/240Y-TJ-U SEC1000/240Y-TT-U | SEC 240 | DC | 240 | -2 | Output range:200V-1000V efficiency:Up to 96% Full certification User-friendly ADA Multiple payment methods Support for customization PLUG& CHARGE Hardware 15118-Ready Can Output 350A CCS1 boost 500A NACS boost 400A
SWTCH Energy | SC3-32A-H | SWTCH Lite-On Platinum SC3 | AC | 7.6 | -2 | Single Port NRTL Listed as SC3-32A-H | Sinexcel | SEC1000/360F-N-U SEC1000/480F-N-U SEC1000/200U-C-U SEC1000/200U-CC-U SEC1000/200U-CJ-U SEC1000/300U-H-U SEC1000/300U-HH-U SEC1000/300U-HC-U SEC1000/300U-HJ-U SEC1000/500U-F-U SEC1000/500U-FH-U SEC1000/500U-FC-U SEC1000/500U-FJ-U SEC1000/300U-T-U SEC1000/300U-TJ-U SEC1000/300U-HT-U SEC1000/300U-TT-U SEC1000/300U-TC-U SEC1000/500U-FT-U | SEC 480 | DC | 480 | -2 | Output range:200V-1000V efficiency:Up to 96% Full certification User-friendly ADA Multiple payment methods Support for customization PLUG& CHARGE Hardware 15118-Ready Air cooling output 350A Liquid cooling sustained maximum output 500A
SWTCH Energy | EVH006-48 | Joint Tech 48A | AC | 11.5 | -2 | Single port. | SK Signet | CD40*# / CP60*# | V2 VE 600kW Distributed system | DC | 400 | -2 | Two dispensers type or four dispensers type. CCS1 and NACS connectors are supported. "*#" in the end of model number identifies any changes including hardware, option, certifications, and etc.
TECO-Westinghouse | AXLU111001-40/ AX48-40 | Nexe VersaCharge 30kW | AC | 8.3 | -2 | Single Port, Standalone network capability | SK Signet | FC200K-##-## | V2 200kW AIO system | DC | 200 | -2 | "xx" in the model number identifies connector type. "B2": Dual CCS1 connector "BH": CCS1 and NACS connector
TECO-Westinghouse | AXLU111001/ AX48 | Nexe VersaCharge 360kW | AC | 11 | -2 | Single Port, Standalone network capability | SK Signet | HPC175K-PS | Signet HP | DC | 350 | 1 | Power Cabinet, 1x CCS1 connector 1x CHAdeMO connector Vetted dispensers are SHDP350K-NCC-PS
Tellus Power | UP160J-#MP-### | 0 | AC | 7.2 | 1 | Dual Port, Must acquire Gateway for network connectivity | SK Signet | PC600K-PS-## | PC600K-PS-## | DC | 600 | -2 | This is distributed system that can connect up to two 400kW dispensers(Model no: DP400K-xx-PS-yy) ## : Varaiable based on any other options xx : Variable based on connector type(CCS1, NACS) yy : variable based on any other options
TurnOnGreen | EVP1100-W/CPEVAC-11KW-J17-W EVP1100-WG/CPEVAC-11KW-J17-WG CPEVAC-11KW-S18-# | 0 | AC | 11.4 | -2 | Single Port | StarCharge | DC3200AN147XYZ/ DC2800AN147XYZ/ DC2400AN147XYZ/ DC1800AN147XYZ/ DC1500AN147XYZ/ DC1200AN147XYZ | Titan 320kW | DC | 320 | -2 | Dual port.
TurnOnGreen | EVP1100-W/CPEVAC-11KW-J17-W-32 EVP1100-WG/CPEVAC-11KW-J17-WG-32 CPEVAC-11KW-S18-#-32 | 0 | AC | 7.68 | -2 | Single Port | TECO-Westinghouse | DOWU362 | Nexe VersaCharge 120kW | DC | 360 | -2 | Power Cabinet. 1x CCS1 connector or 1x CHAdeMO connector. Vetted dispensers are DDWU362T0TE2PN- RW DDWU362T0TE2N7-RW, DDWU362V00E2N7-RW DDWU362U0UE2PN-RW, DDWU362U0UE2N7-RW, DDWU362K0TE2PN-RW, DDWU362K0TE2N7-RW, DDWU362K0UE2PN-RW, DDWU362K0UE2N7-RW, DDWU362G00E2PN-RW, DDWU362G00E2N7-RW, DDWU362K00E2PN-RW, DDWU362K00E2N7-RW, DDWU362U00E2PN-RW, DDWU362U00E2N7-RW, DDWU362T00E2PN-RW, DDWU362T00E2N7-RW, DDWU362V0UE2PN-RW, DDWU362V0UE2N7-RW, DDWU362V0KE2PN-RW, DDWU362V0KE2N7-RW, DDWU362V0TE2PN-RW, DDWU362V0TE2N7-RW, DDWU362V00E2PN-RW.
TurnOnGreen | EVP700-W/CPEVAC-7KW-J17-W/ EVP700-G/CPEVAC-7KW-J17-G CPEVAC-7KW-S17-# | 0 | AC | 7.6 | -2 | Single Port | TECO-Westinghouse | DSWU122 | Nexe VersaCharge 180kW | DC | 120 | -2 | 1x CCS1 connector 1x CHAdeMO connector
Wallbox | PUP1-#-1-5-#-### / PUP2-#-1-5-#-### | Pulsar Plus | AC | 9.6 | 1 | Single Port | TECO-Westinghouse | DSWU182 | Nexe VersaCharge 60kW | DC | 180 | -2 | 1x CCS1 connector 1x CHAdeMO connector
Wallbox | PUP1-#-1-6-#-### / PUP2-#-1-6-#-### | Pulsar Plus | AC | 11.5 | 1 | Single Port | TECO-Westinghouse | DSWU601 | Nexe VersaCharge 90kW | DC | 60 | -2 | 1x CCS1 connector 1x CHAdeMO connector
Xeal | A10L-25J1-3 | Xeal-32A | AC | 7.7 | -2 | Single port. | TECO-Westinghouse | DSWU901 | 0 | DC | 90 | -2 | 1x CCS1 connector 1x CHAdeMO connector
Xiamen Topstar Co., LTD | TSEA240V/32AUS | TSEA240V/##AUS | AC | 7.6 | -2 | Single port. | TECO-Westinghouse | DWWU301/ DW30 | 0 | DC | 30 | -2 | 1x CCS1 connector 1x CHAdeMO connector
Xiamen Topstar Co., LTD | TSEA240V/40AUS | TSEA240V/##AUS | AC | 9.6 | -2 | Single port. | Tellus Power | TP-EVPD-120kW (TP5-120-480) | 0 | DC | 120 | 1 | Dual Port ; either 2 x CCS or 1x CCS + 1x CHAdeMO or or 1x CCS + 1x NACS or 2 x NACS
Xiamen Topstar Co., LTD | TSEA240V/48AUS | TSEA240V/##AUS | AC | 11.5 | -2 | Single port. | Tellus Power | TP-EVPD-160kW (TP5-160-480) | 0 | DC | 160 | 1 | Dual Port ; either 2 x CCS or 1x CCS + 1x CHAdeMO or or 1x CCS + 1x NACS or 2 x NACS
Xiamen Topstar Co., LTD | TSEA240V/80AUS | TSEA240V/##AUS | AC | 19.2 | -2 | Single port. | Tellus Power | TP-EVPD-180kW (TP5-180-480) | 0 | DC | 180 | 1 | Dual Port ; either 2 x CCS or 1x CCS + 1x CHAdeMO or or 1x CCS + 1x NACS or 2 x NACS
Xiamen Topstar Co., LTD | TSED240V/32A2US | TSED240V/##A2US | AC | 7.6 | -2 | Dual port. | Tellus Power | TP-EVPD-200kW (TP5-200-480) | 0 | DC | 200 | 1 | Dual Port ; either 2 x CCS or 1x CCS + 1x CHAdeMO or or 1x CCS + 1x NACS or 2 x NACS
Xiamen Topstar Co., LTD | TSED240V/40A2US | TSED240V/##A2US | AC | 9.6 | -2 | Dual port. | Tellus Power | TP-EVPD-240kW (TP5-240-480) | 0 | DC | 240 | 1 | Dual Port ; either 2 x CCS or 1x CCS + 1x CHAdeMO or or 1x CCS + 1x NACS or 2 x NACS
Xiamen Topstar Co., LTD | TSED240V/48A2US | TSED240V/##A2US | AC | 11.5 | -2 | Dual port. | Tellus Power | TP-EVPD-300kW (TP5-300-480) | 0 | DC | 300 | 1 | Dual Port ; either 2 x CCS or 1x CCS + 1x CHAdeMO or or 1x CCS + 1x NACS or 2 x NACS
Xiamen Topstar Co., LTD | TSED240V/80A2US | TSED240V/##A2US | AC | 19.2 | -2 | Dual port. | Tellus Power | TP-EVPD-30kW (TP5-30-480) | 0 | DC | 30 | 1 | Single Port ; CCS1 or CHAdeMO or NACS
Zerova | AWLU770001/ AW32 | ICS AWG 4G | AC | 7.7 | 1 | Single Port, Standalone network capability | Tellus Power | TP-EVPD-360kW (TP5-360-480) | 0 | DC | 360 | 1 | Dual Port ; either 2 x CCS or 1x CCS + 1x CHAdeMO or or 1x CCS + 1x NACS or 2 x NACS
Zerova | AXLU111001-40/ AX48-40 | AX48-40 | AC | 8.3 | -2 | Single Port, Standalone network capability | Tellus Power | TP-EVPD-60kW (TP5-60-480) | 0 | DC | 60 | 1 | Dual Port ; either 2 x CCS or 1x CCS + 1x CHAdeMO or or 1x CCS + 1x NACS or 2 x NACS
Zerova | AXLU111001/ AX48 | AX48 | AC | 11 | 1 | Single Port, Standalone network capability; OCA Full and Security certificates under software version V1.00 | Tellus Power | TP-V2G-20-480 | 0 | DC V2G | 20 | -2 | Bidirectional charger
Zerova | AXLU191001/ AX80 | AX80 | AC | 19.1 | 1 | Single Port, Standalone network capability | Tellus Power | TP-V2G-30-480 | 0 | DC V2G | 30 | -2 | Bidirectional charger
[7 empty] | Tellus Power | TP-V2G-40-480 | 0 | DC V2G | 40 | -2 | Bidirectional charger
[7 empty] | Tellus Power | TP-V2G-60-480 | 0 | DC V2G | 60 | -2 | Bidirectional charger
[7 empty] | Tesla | 1450758 | SuperCharger V3 Cabinet | DC | 387 | -2 | Up to 4 ports
[7 empty] | Tesla | 1732843 | SuperCharger V4 Post | DC | 250 | -2 | Single port
[7 empty] | Tritium | PKM150 | 0 | DC | 150 | 1 | Charging station is DC-fed
[7 empty] | Tritium | TRI-153-RTM-02-050-#### | RTM 50 | DC | 50 | 1 | 1x CCS1 connector 1x CHAdeMO connector
[7 empty] | Tritium | TRI-153-RTM-02-075-#### | RTM 75 | DC | 75 | 1 | 1x CCS1 connector 1x CHAdeMO connector
[7 empty] | TurnOnGreen | FSP1200/CPEVDC-120KW-# | FSP1200 | DC | 120 | -2 | Single Port, CCS connector
[7 empty] | TurnOnGreen | FSP300/CPEVDC-30KW-# | FSP300 | DC | 30 | -2 | Single Port, CCS connector
[7 empty] | TurnOnGreen | FSP600/CPEVDC-60KW-# | FSP600 | DC | 60 | -2 | Single Port, CCS connector
[7 empty] | XCharge | C6AM150XX | C6AM150XX | DC | 150 | 1 | Standalone DCFC, no HPC needed, runs off its own power
[7 empty] | XCharge | C6AM200XX (125kW) | C6AM200XX (125kW) | DC | 125 | -2 | Runs on 208 3P power, standalone DCFC
[7 empty] | XCharge | C6AM90XX | C6AM90XX | DC | 95 | 1 | Runs on 208 3P power, standalone DCFC
[7 empty] | Xcharge | C7AM-240-CC / C7AM-240-LQ- CC | C7AM | DC | 240 | -2 | Dual port DCFC (up to 400kW), available with both CCS1 and NACS (liquid or air cooled cable)
[7 empty] | Xcharge | C7AM-280-CC / C7AM-280-LQ-CC | C7AM | DC | 280 | -2 | Dual port DCFC (up to 400kW), available with both CCS1 and NACS (liquid or air cooled cable)
[7 empty] | Xcharge | C7AM-320-CC / C7AM-320-LQ-CC | C7AM | DC | 320 | -2 | Dual port DCFC (up to 400kW), available with both CCS1 and NACS (liquid or air cooled cable)
[7 empty] | Xcharge | C7AM-360-CC / C7AM-360-LQ-CC | C7AM | DC | 360 | -2 | Dual port DCFC (up to 400kW), available with both CCS1 and NACS (liquid or air cooled cable)
[7 empty] | Xcharge | C7AM-400-CC / C7AM-400-LQ-CC | C7AM | DC | 400 | -2 | Dual port DCFC (up to 400kW), available with both CCS1 and NACS (liquid or air cooled cable)
[7 empty] | XCharge | NZS/2215, NZS/430 | GridLink 01, GridLink 02 | DC | 194 | -2 | All-in-one battery-integrated storage system delivering dual-port DC fast charging up to 194 kW with CCS1 and NACS, requiring minimal grid power for flexible, high-performance deployment.
[7 empty] | Zerova | DD3.0/3.5 Dispenser: DDWU362/DDWA362 | DO/DD Series: DD3.0/3.5 Dispenser | DC | 360 | -2 | 0
[7 empty] | Zerova | DO360: DOWU362/DOWA362 | DO/DD Series: DO360 | DC | 360 | -2 | Power Cabinet. 1x CCS1 connector or 1x CHAdeMO connector. Vetted dispensers are DDWU362T0TE2PN- RW DDWU362T0TE2N7-RW, DDWU362V00E2N7-RW DDWU362U0UE2PN-RW, DDWU362U0UE2N7-RW, DDWU362K0TE2PN-RW, DDWU362K0TE2N7-RW, DDWU362K0UE2PN-RW, DDWU362K0UE2N7-RW, DDWU362G00E2PN-RW, DDWU362G00E2N7-RW, DDWU362K00E2PN-RW, DDWU362K00E2N7-RW, DDWU362U00E2PN-RW, DDWU362U00E2N7-RW, DDWU362T00E2PN-RW, DDWU362T00E2N7-RW, DDWU362V0UE2PN-RW, DDWU362V0UE2N7-RW, DDWU362V0KE2PN-RW, DDWU362V0KE2N7-RW, DDWU362V0TE2PN-RW, DDWU362V0TE2N7-RW, DDWU362V00E2PN-RW.
[7 empty] | Zerova | DQ480: DQWU482/DQWA482 | DQ Series: DQ480 | DC | 480 | -2 | Configurable to four or two cables
[7 empty] | Zerova | DQWA242 | DQ240 | DC | 240 | -2 | Configurable to four or two cables
[7 empty] | Zerova | DQWA360 | DQ360 | DC | 360 | 1 | Configurable to four or two cables
[7 empty] | Zerova | DS120: DSWU122/DSWA122 | DS Series: DS120 | DC | 120 | 1 | 1x CCS1 connector 1x CHAdeMO connector
[7 empty] | Zerova | DS150: DSWU152/DSWA152 | DS Series: DS150 | DC | 150 | 1 | 1x CCS1 connector 1x CHAdeMO connector
[7 empty] | Zerova | DS180: DSWU182/DSWA182 | DS Series: DS180 | DC | 180 | 1 | 1x CCS1 connector 1x CHAdeMO connector; OCA Full and Security certificates under software version V1.00
[7 empty] | Zerova | DS60: DSWU601/DSWA601/SF##601 | DS Series: DS60/SF60 | DC | 60 | 1 | 1x CCS1 connector 1x CHAdeMO connector
[7 empty] | Zerova | DS90: DSWU901/DSWA901 | DS Series: DS90 | DC | 90 | -2 | 1x CCS1 connector 1x CHAdeMO connector
[7 empty] | Zerova | DT240: DTWA240 | DT Series: DT240 | DC | 240 | -2 | Configurable to four or two cables
[7 empty] | Zerova | DW30: DWWU301/DWWA301 | DW Series: DW30 | DC | 30 | -2 | 1x CCS1 connector 1x CHAdeMO connector
[7 empty] | Zerova | DZ480: DZWU482/DEZWA482 | DZ Series: DZ480 | DC | 480 | -2 | Configurable to two, four, or six cables

## Joint Utilities of NY (hidden)
Joint Utilities of New York
Updated February 6, 2026
The EPRI vetted product list (VPL) includes qualified DCFC EVSE that meets the New York Joint Utilities (NYJU) make-ready program’s technical communication standards required for DCFC projects committed on or after 11/16/24 and for L2 projects committed on or after 06/01/25.
On a case by-case basis, if an OEM’s equipment is not included on the EPRI VPL, the OEM may contact info@jointutilitiesofny.org to explore qualification by self-attestation. The self-attested eligible equipment list (available at https://jointutilitiesofny.org/ev/make-ready) will be archived and made inaccessible on March 1, 2025. At that time, make-ready program participants and utilities must use the EPRI vetted product list to verify EVSE eligibility for new commitments. Therefore, OEMs should apply to the EPRI VPL as soon as possible via the “vendor application” tab at www.epri.com/vpl.
NOTE: participants may choose L2 equipment that does not appear on the EPRI VPL or the self-attested eligible equipment list for projects committed before 6/1/25. L2 projects committed on and after 6/1/25 must use eligible EVSE that appears on the EPRI VPL.
DCFC EVSE (for projects committed 11/16/24 onward) and Level 2 AC EVSE (for projects committed 06/01/25 onward)
Brand | Model Number | Model Name | Type | Max Power (kW) | EnergyStar | NTEP | CTEP | Notes
ABB | A400 | A400 | DC | 400 | -1 | -1 | -1 | Dual port.
ABB | C50S#NA### | C50 | DC | 50 | -1 | 2 | 2 | Dual port.
ABB | HVC 150-C | HVC-C | DC | 150 | -1 | -1 | -1 | The HVC150-C is a depot style charger that can have up to 3 CCS1 depot boxes charging sequentially.
ABB | Terra 184 ### | Terra 184 ### | DC | 180 | 2 | 2 | 2 | Available with 1 or 2 CCS1, CCS2 or CHAdeMO connectors
Alpitronic | HYC400-1 | Hypercharger | DC | 100 | 2 | 2 | 2 | 1-4 Ports
Alpitronic | HYC400-2 | Hypercharger | DC | 200 | 2 | 2 | 2 | 1-4 Ports
Alpitronic | HYC400-3 | Hypercharger | DC | 300 | 2 | 2 | 2 | 1-4 Ports
Alpitronic | HYC400-4 | Hypercharger | DC | 400 | 2 | 2 | 2 | 1-4 Ports
Alpitronic | HYC50 | Hypercharger | DC | 50 | -1 | 2 | 2 | 1-2 Ports
ATG Electronics | ATG-C01-40A | Commercial EV Charger | AC | 9.6 | 2 | -1 | -1 | Single port
ATG Electronics | ATG-C01-48A | Commercial EV Charger | AC | 11.5 | 2 | -1 | -1 | Single port
Autel | DC Compact - UW040A2501 | DC Compact | DC | 40 | 2 | 2 | -1 | Dual Port.
Autel | DC HiPower | DC HiPower | DC | 640 | -1 | -1 | -1 | The DC HiPower has a power cabinet with dispenser set up. It comes in 320, 480, or 640kW options and can be purchased with 2, 4, 6, or 8 ports depending on the number of dispensers.
Autel | MaxiCharger DH480 | MaxiCharger DH480 | DC | 480 | -1 | -1 | -1 | Dual or quad port.
Autel | MaxiCharger DH400 | MaxiCharger DH400 | DC | 400 | -1 | -1 | -1 | Dual or quad port.
Autel | MaxiCharger DH360 | MaxiCharger DH360 | DC | 360 | -1 | -1 | -1 | Dual or quad port.
Autel | MaxiCharger DH300 | MaxiCharger DH300 | DC | 300 | -1 | -1 | -1 | Dual or quad port.
Autel | Maxi UW19C002 | MaxiCharger AC Pro 80A | AC | 19.2 | 2 | 2 | -1 | Single port.
Autel | Maxi UW19CJ02 | MaxiCharger AC 80A | AC | 19.2 | 2 | 2 | -1 | Single port.
Autel | Maxi UW19L002 | MaxiCharger AC Pro 80A | AC | 19.2 | 2 | 2 | -1 | Single port.
Autel | Maxi UW19L002-40 | MaxiCharger AC Pro 80A-40 | AC | 9.6 | 2 | 2 | -1 | Single port.
Autel | Maxi UW19LB02 | MaxiCharger AC 80A | AC | 19.2 | 2 | 2 | -1 | Single port.
Autel | Maxi UW19LJ02 | MaxiCharger AC 80A | AC | 19.2 | 2 | 2 | -1 | Single port.
Autel | Maxi UW19LJ02-40 | MaxiCharger AC 80A-40 | AC | 9.6 | 2 | 2 | -1 | Single port.
Autel | UF####001 | AC Ultra | AC | 19.2 | 2 | 2 | -1 | Single Port or Dual Port. No credit card reader
Autel | UF####1-40 | AC Ultra 40 | AC | 9.6 | 2 | 2 | -1 | Dual Port. This is the same model as the UF****01. The charger can be derated to 40A and thus be eligible for SCE's Charge Ready Light Duty program. SCE added -40 at the end to differentiate it from the other 80A version.
Autel | UF####101 | AC Ultra | AC | 19.2 | 2 | 2 | -1 | Single Port or Dual Port
Autel | UF060A3001 | Maxicharger DC Fast 60kW | DC | 60 | 2 | 2 | -1 | Single or dual port
Autel | UF080A3001 | Maxicharger DC Fast 80kW | DC | 80 | -1 | 2 | -1 | Single or dual port
Autel | UF100A3001 | Maxicharger DC Fast 100kW | DC | 100 | -1 | 2 | -1 | Single or dual port
Autel | UF120A3001 | Maxicharger DC Fast 120kW | DC | 120 | 2 | 2 | -1 | Single or dual port
Autel | UF140A4001 | Maxicharger DC Fast 140kW | DC | 140 | -1 | 2 | -1 | Single or dual port
Autel | UF160A4001 | Maxicharger DC Fast 160kW | DC | 160 | 2 | 2 | -1 | Single or dual port
Autel | UF180A4001 | Maxicharger DC Fast 180kW | DC | 180 | 2 | 2 | -1 | Single or dual port
Autel | UF200A4001 | Maxicharger DC Fast 200kW | DC | 200 | -1 | 2 | -1 | Single or dual port
Autel | UF220A4001 | Maxicharger DC Fast 220kW | DC | 220 | -1 | 2 | -1 | Single or dual port
Autel | UF240A4001 | Maxicharger DC Fast 240kW | DC | 240 | 2 | 2 | -1 | Single or dual port
Autel | UW12-J0610CA0002 | MaxiCharger AC Single | AC | 12 | 2 | 2 | -1 | Single port.
Autel | UW12-J0610CA0002-40 | MaxiCharger AC Single | AC | 9.6 | 2 | 2 | -1 | Single port.
Autel | UW12-J0610CA0002-32 | MaxiCharger AC Single | AC | 7.7 | 2 | 2 | -1 | Single port.
Autel | UW12-J0650CA0002 | MaxiCharger AC Single | AC | 12 | 2 | 2 | -1 | Single port.
Autel | UW12-J0650CA0002-40 | MaxiCharger AC Single-40 | AC | 9.6 | 2 | 2 | -1 | Single port.
Autel | UW12-J0650CA0002-32 | MaxiCharger AC Single-32 | AC | 7.7 | 2 | 2 | -1 | Single port.
Blink | 01-0568 | Blink 300kW | DC | 300 | 2 | -1 | -1 | Dual Port ; either 2 x CCS or 1x CCS + 1x CHAdeMO or or 1x CCS + 1x NACS or 2 x NACS
Blink | 01-0569 | Blink 360kW | DC | 360 | -1 | -1 | -1 | Dual Port ; either 2 x CCS or 1x CCS + 1x CHAdeMO or or 1x CCS + 1x NACS or 2 x NACS
Blink | 01-0577 | Blink 120kW | DC | 120 | 2 | -1 | -1 | Dual Port ; either 2 x CCS or 1x CCS + 1x CHAdeMO or or 1x CCS + 1x NACS or 2 x NACS
Blink | 01-0578 | Blink 180kW | DC | 180 | 2 | -1 | -1 | Dual Port ; either 2 x CCS or 1x CCS + 1x CHAdeMO or or 1x CCS + 1x NACS or 2 x NACS
Blink | 01-0581 | Blink 240kW | DC | 240 | -1 | -1 | -1 | Dual Port ; either 2 x CCS or 1x CCS + 1x CHAdeMO or or 1x CCS + 1x NACS or 2 x NACS
Blink | 200-000320-A | Blink 200kW | DC | 200 | -1 | -1 | -1 | Dual Port ; either 2 x CCS or 1x CCS + 1x CHAdeMO or or 1x CCS + 1x NACS or 2 x NACS
Blink | 780 (40A) | Series 7 ISO (Enhanced) | AC | 9.6 | 2 | -1 | 2 | Dual Port, Standalone network capability
Blink | 780 (48A) | Series 7 ISO (Enhanced) | AC | 11.52 | 2 | -1 | 2 | Dual Port, Standalone network capability
Blink | 780 Series | Series 7 ISO Plus | AC | 19.2 | 2 | -1 | 2 | Dual Port, Standalone network capability
Blink | 880 (40A) | Series 8 ISO (Enhanced) | AC | 9.6 | 2 | -1 | 2 | Single or dual Port, Standalone network capability
Blink | 880 (48A) | Series 8 ISO (Enhanced) | AC | 11.52 | 2 | -1 | 2 | Dual Port, Standalone network capability
Blink | 880 (80A) | Series 8 ISO Plus | AC | 19.2 | 2 | -1 | 2 | Dual Port, Standalone network capability
Blink | C50####### C80####### | C-Series | DC | 600 | -1 | -1 | -1 | Up to 8 ports. Kempower Power Unit supplies DC power to various distributed dispenser ouputs including but not limited to the Kempower Satellite (offers single or dual port configurations), the Kempower Liquid Cooled Satellite, etc.. Details about qualifications relevant to each variant is detailed in the corresponding notes section.
BorgWarner | RES-DCVC125-480-V2G | EV DC Fast Charging Power Conversion System (PCS) 125kW | DC V2G | 125 | -1 | -1 | -1 | Power Cabinet, Firmware 603/0A16, Checksum A6AB Approved dispensers are RES-D2-CS20, 1x CCS1 connector and RES-D3-CS20, 1x CCS1 connector
BorgWarner | RES-DCVC60-480-V2G | EV DC Fast Charging Power Conversion System (PCS) 125kW | DC V2G | 60 | -1 | -1 | -1 | Approved dispensers are RES-D2-CS20-V2G, 1x CCS1 connector and RES-D3-CS20-V2G, 1x CCS1 connector
BTC Power | HPCD6-500-05-005 | 0 | DC | 360 | -1 | 2 | -1 | Can power up to 4 dual port Fleet Dispensers to 1 Power Cabinet and charge sequentially. can charge up to 8 vehicles sequentially as a result.
BTC Power | HPCD7-350-###-01# | Gen4 Public Dispenser | DC | 360 | 2 | -1 | 2 | BTC Power Hardware is network/backend agnostic, but also provide our own basic network option if needed
BTC Power | HPCT3-###-480-# / HPCD7-500-###-01# | Gen4 Public Dispenser | DC | 360 | 2 | -1 | -1 | BTC Power Hardware is network/backend agnostic, but also provide our own basic network option if needed
BTC Power | L3A-120-480-### | 0 | DC | 120 | 0 | 2 | 2 | BTC Power Hardware is network/backend agnostic, but also provide our own basic network option if needed
BTC Power | L3A-150-480-### | 0 | DC | 150 | 0 | 2 | 2 | BTC Power Hardware is network/backend agnostic, but also provide our own basic network option if needed
BTC Power | L3A-180-480-### | Gen4 180kW AIO | DC | 180 | 2 | 2 | 2 | BTC Power Hardware is network/backend agnostic, but also provide our own basic network option if needed
BTC Power | L3A-90-480-### | 0 | DC | 90 | 0 | -1 | -1 | BTC Power Hardware is network/backend agnostic, but also provide our own basic network option if needed\
CHAEVI | CV-3FD120P-IUL3 | SONIC (120kW) (3 Phase, 3 Wire) | DC | 120 | 2 | 2 | 2 | Dual port. Stand-Alone Equipment 120,150,180kW Serial-UL listed. Dynamic Load Balancing Available. NACS Cable Adaptable
CHAEVI | CV-3FD150P-IUL3 | SONIC (150kW) (3 Phase, 3 Wire) | DC | 150 | 2 | 2 | 2 | Dual port. Stand-Alone Equipment 120,150,180kW Serial-UL listed. Dynamic Load Balancing Available. NACS Cable Adaptable
CHAEVI | CV-3FD180P-IUL3 | SONIC (180kW) (3 Phase, 3 Wire) | DC | 180 | 2 | 2 | 2 | Dual port. Stand-Alone Equipment 120,150,180kW Serial-UL listed. Dynamic Load Balancing Available. NACS Cable Adaptable
CHAEVI | CV-3FD120P-IUL | SONIC (120kW) (3 Phase, 4 Wire) | DC | 120 | 2 | 2 | 2 | Dual port. Stand-Alone Equipment 120,150,180kW Serial-UL listed. Dynamic Load Balancing Available. NACS Cable Adaptable
CHAEVI | CV-3FD150P-IUL | SONIC (150kW) (3 Phase, 4 Wire) | DC | 150 | 2 | 2 | 2 | Dual port. Stand-Alone Equipment 120,150,180kW Serial-UL listed. Dynamic Load Balancing Available. NACS Cable Adaptable
CHAEVI | CV-3FD180P-IUL | SONIC (180kW) (3 Phase, 4 Wire) | DC | 180 | 2 | 2 | 2 | Dual port. Stand-Alone Equipment 120,150,180kW Serial-UL listed. Dynamic Load Balancing Available. NACS Cable Adaptable
CHAEVI | CV-3UD403P-NCC3 (CCS1/CCS1) | SUPERSONIC | DC | 400 | -1 | 2 | 2 | All-in-One Equipment - UL, CTEP listed - Dynamic Load Balancing Available - CCS/NACS Cable
CHAEVI | CV-3UD403P-NCN3 (CCS1/NACS) | SUPERSONIC | DC | 400 | -1 | -1 | 2 | All-in-One Equipment - UL, CTEP listed - Dynamic Load Balancing Available - CCS/NACS Cable
CHAEVI | CV-3UD403P-NDN3 (NACS/NACS) | SUPERSONIC | DC | 400 | -1 | -1 | 2 | All-in-One Equipment - UL, CTEP listed - Dynamic Load Balancing Available - CCS/NACS Cable
CHAEVI | DCV-3FD120-ICN | DUOCONIC (120kW) | DC | 120 | 2 | 2 | -1 | Dual port. Stand-Alone Equipment 120,150,180kW Serial-UL listed. Dynamic Load Balancing Available
CHAEVI | DCV-3FD150-ICN | DUOCONIC (150kW) | DC | 150 | 2 | 2 | -1 | Dual port. Stand-Alone Equipment 120,150,180kW Serial-UL listed. Dynamic Load Balancing Available
CHAEVI | DCV-3FD180-ICN | DUOCONIC (180kW) | DC | 180 | 2 | 2 | -1 | Dual port. Stand-Alone Equipment 120,150,180kW Serial-UL listed. Dynamic Load Balancing Available
ChargePoint | CP6####-50A-##-40 | 6000 Series | AC | 9.6 | 2 | 2 | -1 | CP6000 family, NA, AC Station, 1 or 2 x Type 1 Cable, 50A or 80A, 1-Phase, 18' or 23' Cable, 6' or 8' Cable Management Kit, Pedestal or Wall Mount, 8" Touch Display, Contactless Credit Card and RFID Reader, Cellular/Wi-Fi, UL, Power Share Jumper, 1YR Parts Warranty, Optional credit card reader
ChargePoint | CP6####-50A-L## | 6000 Series | AC | 12 | 2 | 2 | -1 | CP6000 family, NA, AC Station, 1 or 2 x Type 1 Cable, 50A or 80A, 1-Phase, 18' or 23' Cable, 6' or 8' Cable Management Kit, Pedestal or Wall Mount, 8" Touch Display, Contactless Credit Card and RFID Reader, Cellular/Wi-Fi, UL, Power Share Jumper, 1YR Parts Warranty, Optional credit card reader
ChargePoint | CP6####-80A-L## | 6000 Series | AC | 19.2 | 2 | 2 | -1 | CP6000 family, NA, AC Station, 1 or 2 x Type 1 Cable, 50A or 80A, 1-Phase, 18' or 23' Cable, 6' or 8' Cable Management Kit, Pedestal or Wall Mount, 8" Touch Display, Contactless Credit Card and RFID Reader, Cellular/Wi-Fi, UL, Power Share Jumper, 1YR Parts Warranty, Optional credit card reader
ChargePoint | CPE250C-625-CCS1-200A-**** | Express 250 | DC | 62.5 | 2 | 2 | -1 | ChargePoint Express 250 Station (62.5 kW) - includes Express 250 Station, 2x Power Modules, 1x CCS1 200A cable, 1x CHAdeMO cable or NACS, North America Modem/SIM, cUL and UL listed, requires CPE250-CMT-IMPERIAL in US, CPE250-CMT-METRIC in Canada. CPE250-CMT-IMPERIAL/METRIC not included. FWHA and FTA compliant models available as well as with integrated EMV Chip Reader terminal.
ChargePoint | CPE280-800-NA | Express 280 DC Fast Charging Station | DC | 160 | 2 | 2 | -1 | [Paired Unit] ChargePoint Express 280 Station (80 kW) - includes Express 280 Station, 2x Power Modules, 1 or 2 connectors including CCS1, CHAdeMO, NACS. North America Modem/SIM, cUL and UL listed, FWHA and FTA compliant models available.
ChargePoint | CPE280-800-NA | Express 280 DC Fast Charging Station | DC | 80 | 2 | 2 | -1 | [Single Unit] ChargePoint Express 280 Station (80 kW) - includes Express 280 Station, 2x Power Modules, 1 or 2 connectors including CCS1, CHAdeMO, NACS. North America Modem/SIM, cUL and UL listed, FWHA and FTA compliant models available.
ChargePoint | CPE280-800-NA-CHIP | Express 280 DC Fast Charging Station | DC | 160 | 2 | 2 | -1 | [Paired Unit, Credit Card Reader sku] ChargePoint Express 280 Station (80 kW) - includes Express 280 Station, 2x Power Modules, 1 or 2 connectors including CCS1, CHAdeMO, NACS. North America Modem/SIM, cUL and UL listed, FWHA and FTA compliant models available.
ChargePoint | CPE280-800-NA-CHIP | Express 280 DC Fast Charging Station | DC | 80 | 2 | 2 | -1 | [Single Unit, Credit Card Reader sku] ChargePoint Express 280 Station (80 kW) - includes Express 280 Station, 2x Power Modules, 1 or 2 connectors including CCS1, CHAdeMO, NACS. North America Modem/SIM, cUL and UL listed, FWHA and FTA compliant models available.
ChargePoint | CPE280-800-NA-FHWA | Express 280 DC Fast Charging Station | DC | 160 | 2 | 2 | -1 | [Paired Unit, FHWA sku] ChargePoint Express 280 Station (80 kW) - includes Express 280 Station, 2x Power Modules, 1 or 2 connectors including CCS1, CHAdeMO, NACS. North America Modem/SIM, cUL and UL listed, FWHA and FTA compliant models available.
ChargePoint | CPE280-800-NA-FHWA | Express 280 DC Fast Charging Station | DC | 80 | 2 | 2 | -1 | [Single Unit, FHWA sku] ChargePoint Express 280 Station (80 kW) - includes Express 280 Station, 2x Power Modules, 1 or 2 connectors including CCS1, CHAdeMO, NACS. North America Modem/SIM, cUL and UL listed, FWHA and FTA compliant models available.
ChargePoint | CPF50- L##-****** | CPF50 | AC | 12 | 2 | -1 | -1 | CPF50 family, Single or Dual Port, Pedestal or Wall Mount, 50A, Type 1, Cable 18' or 23', Single Phase Charger, Cable Management Kit optional
ChargePoint | CPF50- L##-******-40 | CPF50 | AC | 9.6 | 2 | -1 | -1 | CPF50 family, Single or Dual Port, Pedestal or Wall Mount, 50A, Type 1, Cable 18' or 23', Single Phase Charger, Cable Management Kit optional
ChargePoint | Express Plus 1000 Power Block: CPPB0001*** PM1.5 43-001200-** EXPP-PL10##*-#*#*#-#*#*#-*** | Express Plus | DC | 500 | 2 | -1 | -1 | Express Plus system includes Power Block, Power Modules, and Power Link 1000 series; Used for Fleet or Commercial.
ChargePoint | Express Plus 2000 (EXPP-PL20##-CHIP) | Express Plus | DC | 500 | 2 | -1 | -1 | [CHIP sku]Express Plus system includes Power Block, Power Modules, and Power Link 2000 series; Each Power Link Dispenser can include 1 or 2 connctor including CCS, NACS, or CHAdeMO
ChargePoint | Express Plus 2000 (EXPP-PL20##-FHWA) | Express Plus | DC | 500 | 2 | -1 | -1 | [FHWA sku] Express Plus system includes Power Block, Power Modules, and Power Link 2000 series; Each Power Link Dispenser can include 1 or 2 connctor including CCS, NACS, or CHAdeMO
ChargePoint | Express Plus 2000 (EXPP-PL20##) | Express Plus | DC | 500 | 2 | -1 | -1 | Express Plus system includes Power Block, Power Modules, and Power Link 2000 series; Each Power Link Dispenser can include 1 or 2 connctor including CCS, NACS, or CHAdeMO
ChargeSmart EV | CSEV-AC-#P | 0 | AC | 19.2 | 2 | 2 | -1 | Single Port or Dual Port. No credit card reader
ChargeSmart EV | CSEV-DC060 | 0 | DC | 60 | 2 | -1 | -1 | Single or dual port
ChargeSmart EV | CSEV-DC080 | 0 | DC | 80 | -1 | -1 | -1 | Single or dual port
ChargeSmart EV | CSEV-DC100 | 0 | DC | 100 | -1 | -1 | -1 | Single or dual port
ChargeSmart EV | CSEV-DC120 | 0 | DC | 120 | 2 | -1 | -1 | Single or dual port
ChargeSmart EV | CSEV-DC140 | 0 | DC | 140 | -1 | -1 | -1 | Single or dual port
ChargeSmart EV | CSEV-DC160 | 0 | DC | 160 | 2 | -1 | -1 | Single or dual port
ChargeSmart EV | CSEV-DC180 | 0 | DC | 180 | 2 | -1 | -1 | Single or dual port
ChargeSmart EV | CSEV-DC200 | 0 | DC | 200 | -1 | -1 | -1 | Single or dual port
ChargeSmart EV | CSEV-DC220 | 0 | DC | 220 | -1 | -1 | -1 | Single or dual port
ChargeSmart EV | CSEV-DC240 | 0 | DC | 240 | 2 | -1 | -1 | Single or dual port
ChargeSmart EV | CSEV-DCHi | 0 | DC | 640 | -1 | -1 | -1 | The CSEV-DCHi has a power cabinet with dispenser set up. It comes in 320, 480, or 640kW options and can be purchased with 2, 4, 6, or 8 ports depending on the number of dispensers.
ChargeTronix | CTX-AiO-120 | Apex 120kW DCFC | DC | 120 | 2 | -1 | 2 | Dual port.
ChargeTronix | CTX-AiO-160 | Apex 160kW DCFC | DC | 160 | 2 | -1 | 2 | Dual port.
ChargeTronix | CTX-AiO-240 | Apex 240kW DCFC | DC | 240 | 2 | -1 | 2 | Dual port.
ChargeTronix | CTX-AiO-60 | Apex 60kW DCFC | DC | 60 | 2 | -1 | 2 | Dual port.
ChargeTronix | CTX-C32-240-1 | FLUX AC 32A | AC | 7.6 | 2 | -1 | 2 | Single port.
ChargeTronix | CTX-C40-240-1 | FLUX AC 40A | AC | 9.6 | 2 | -1 | 2 | Single port
ChargeTronix | CTX-C40-240-2 | FLUX AC Dual 40A | AC | 19.2 | 2 | -1 | 2 | Dual port.
ChargeTronix | CTX-C48-240-1 | FLUX AC 48A | AC | 11.5 | 2 | -1 | 2 | Single port.
ChargeTronix | CTX-C80-240-1 | FLUX AC Single 80A | AC | 19.2 | 2 | -1 | -1 | Single port.
ChargeTronix | CTX-C80-240-2 | FLUX AC Dual 80A | AC | 19.2 | 2 | -1 | -1 | Dual port.
ChargeTronix | Power Cabinet: CTX-DSPB-360 Dispenser: CTX-DST | Nexus 360kW Distributed System | DC | 360 | -1 | -1 | -1 | Up to 6 ports.
ChargeTronix | Power Cabinet: CTX-DSPB-480 Dispenser: CTX-DST | Nexus 480kW Distributed System | DC | 480 | -1 | -1 | -1 | Up to 6 ports.
ChargeTronix | TP-EVPD-120kW | 120kW DCFC | DC | 120 | 2 | -1 | -1 | Dual Port ; either 2 x CCS or 1x CCS + 1x CHAdeMO or or 1x CCS + 1x NACS or 2 x NACS
ChargeTronix | TP-EVPD-160kW | 160kW DCFC | DC | 160 | -1 | -1 | -1 | Dual Port ; either 2 x CCS or 1x CCS + 1x CHAdeMO or or 1x CCS + 1x NACS or 2 x NACS
ChargeTronix | TP-EVPD-180kW | 180kW DCFC | DC | 180 | 2 | -1 | -1 | Dual Port ; either 2 x CCS or 1x CCS + 1x CHAdeMO or or 1x CCS + 1x NACS or 2 x NACS
ChargeTronix | TP-EVPD-200kW | 200kW | DC | 200 | -1 | -1 | -1 | Dual Port ; either 2 x CCS or 1x CCS + 1x CHAdeMO or or 1x CCS + 1x NACS or 2 x NACS
ChargeTronix | TP-EVPD-240kW | 240kW DCFC | DC | 240 | -1 | -1 | -1 | Dual Port ; either 2 x CCS or 1x CCS + 1x CHAdeMO or or 1x CCS + 1x NACS or 2 x NACS
ChargeTronix | TP-EVPD-300kW | 300kW DCFC | DC | 300 | 2 | -1 | -1 | Dual Port ; either 2 x CCS or 1x CCS + 1x CHAdeMO or or 1x CCS + 1x NACS or 2 x NACS
ChargeTronix | TP-EVPD-360kW | 360kW DCFC | DC | 360 | -1 | -1 | -1 | Dual Port ; either 2 x CCS or 1x CCS + 1x CHAdeMO or or 1x CCS + 1x NACS or 2 x NACS
ChargeTronix | TP-V2G-20-480 | 0 | DC V2G | 20 | -1 | -1 | -1 | Bidirectional charger
ChargeTronix | TP-V2G-30-480 | 0 | DC V2G | 30 | -1 | -1 | -1 | Bidirectional charger
ChargeTronix | TP-V2G-40-480 | 0 | DC V2G | 40 | -1 | -1 | -1 | Bidirectional charger
ChargeTronix | TP-V2G-60-480 | 0 | DC V2G | 60 | -1 | -1 | -1 | Bidirectional charger
Chargie | CH-L-48-PRA-1-18 | 0 | AC | 11.52 | 2 | -1 | 2 | 0
Chargie | CH-L-48-PRA-1-18-32 | 0 | AC | 7.68 | 2 | -1 | 2 | 0
Chargie | CH-L-48-PRA-1-18-40 | 0 | AC | 9.6 | 2 | -1 | 2 | 0
Chargie | CH-L-48-PRA-1-25 | 0 | AC | 11.52 | 2 | -1 | 2 | 0
Chargie | CH-L-48-PRA-1-25-32 | 0 | AC | 7.68 | 2 | -1 | 2 | 0
Chargie | CH-L-48-PRA-1-25-40 | 0 | AC | 9.6 | 2 | -1 | 2 | 0
Chargie | CH-L-48-PRAC-1-18 | 0 | AC | 11.52 | 2 | -1 | 2 | 0
Chargie | CH-L-48-PRAC-1-18-32 | 0 | AC | 7.68 | 2 | -1 | 2 | 0
Chargie | CH-L-48-PRAC-1-18-40 | 0 | AC | 9.6 | 2 | -1 | 2 | 0
Chargie | CH-L-48-PRAC-1-25 | 0 | AC | 11.52 | 2 | -1 | 2 | 0
Chargie | CH-L-48-PRAC-1-25-32 | 0 | AC | 7.68 | 2 | -1 | 2 | 0
Chargie | CH-L-48-PRAC-1-25-40 | 0 | AC | 9.6 | 2 | -1 | 2 | 0
Chargie | CH-L-48-PRACT-1-18 | 0 | AC | 11.52 | 2 | -1 | 2 | 0
Chargie | CH-L-48-PRACT-1-18-32 | 0 | AC | 7.68 | 2 | -1 | 2 | 0
Chargie | CH-L-48-PRACT-1-18-40 | 0 | AC | 9.6 | 2 | -1 | 2 | 0
Chargie | CH-L-48-PRACT-1-25 | 0 | AC | 11.52 | 2 | -1 | 2 | 0
Chargie | CH-L-48-PRACT-1-25-32 | 0 | AC | 7.68 | 2 | -1 | 2 | 0
Chargie | CH-L-48-PRACT-1-25-40 | 0 | AC | 9.6 | 2 | -1 | 2 | 0
Chargie | CH-L-48-PRAT-1-18 | 0 | AC | 11.52 | 2 | -1 | 2 | 0
Chargie | CH-L-48-PRAT-1-18-32 | 0 | AC | 7.68 | 2 | -1 | 2 | 0
Chargie | CH-L-48-PRAT-1-18-40 | 0 | AC | 9.6 | 2 | -1 | 2 | 0
Chargie | CH-L-48-PRAT-1-25 | 0 | AC | 11.52 | 2 | -1 | 2 | 0
Chargie | CH-L-48-PRAT-1-25-32 | 0 | AC | 7.68 | 2 | -1 | 2 | 0
Chargie | CH-L-48-PRAT-1-25-40 | 0 | AC | 9.6 | 2 | -1 | 2 | 0
CyberSwitching | CSE4-4G-BL | CSE4 | AC | 11.5 | 2 | -1 | -1 | Single Port
CyberSwitching | CSE1-4G-BL | CSE1 | AC | 11.5 | 2 | -1 | -1 | Single Port
CyberSwitching | CSE1-4G-BL-40 | CSE1 | AC | 7.5 | 2 | -1 | -1 | Single Port
CyberSwitching | CSE1-WIFI-BL | CSE1 | AC | 11.5 | 2 | -1 | -1 | Single Port
CyberSwitching | CSE1-WIFI-BL-40 | CSE1 | AC | 7.5 | 2 | -1 | -1 | Single Port
Delta | EIDN-U350KTA01 | Delta HP 350kW | DC | 350 | 0 | -1 | -1 | 2x CCS1 connectors. Vetted dispensers are EIDD-U350SSUUAEG
DynaChrg | EVS160 | 160kW Standalone Unit | DC | 160 | 2 | -1 | -1 | Output range:200V-1000V efficiency:Up to 96% Full certification User-friendly ADA Multiple payment methods Support for customization PLUG& CHARGE Hardware 15118-Ready Can Output 350A CCS1 boost 500A NACS boost 400A
DynaChrg | EVS240 | 240kW Standalone Unit | DC | 240 | 2 | -1 | -1 | Output range:200V-1000V efficiency:Up to 96% Full certification User-friendly ADA Multiple payment methods Support for customization PLUG& CHARGE Hardware 15118-Ready Can Output 350A CCS1 boost 500A NACS boost 400A
DynaChrg | EVS480 | Distributed Model 480kW up to 3 Dual Port Dispensers | DC | 480 | -1 | -1 | -1 | Output range:200V-1000V efficiency:Up to 96% Full certification User-friendly ADA Multiple payment methods Support for customization PLUG& CHARGE Hardware 15118-Ready Air cooling output 350A Liquid cooling sustained maximum output 500A
Eaton | CP6####-50A-##-40-ETN | 6000 Series | AC | 9.6 | 2 | -1 | -1 | CP6000 family, NA, AC Station, 1 or 2 x Type 1 Cable, 50A or 80A, 1-Phase, 18' or 23' Cable, 6' or 8' Cable Management Kit, Pedestal or Wall Mount, 8" Touch Display, Contactless Credit Card and RFID Reader, Cellular/Wi-Fi, UL, Power Share Jumper, 1YR Parts Warranty, Optional credit card reader
Eaton | CP6####-50A-L##-ETN | 6000 Series | AC | 12 | 2 | -1 | -1 | CP6000 family, NA, AC Station, 1 or 2 x Type 1 Cable, 50A or 80A, 1-Phase, 18' or 23' Cable, 6' or 8' Cable Management Kit, Pedestal or Wall Mount, 8" Touch Display, Contactless Credit Card and RFID Reader, Cellular/Wi-Fi, UL, Power Share Jumper, 1YR Parts Warranty, Optional credit card reader
Eaton | CP6####-80A-L##-ETN | 6000 Series | AC | 19.2 | 2 | -1 | -1 | CP6000 family, NA, AC Station, 1 or 2 x Type 1 Cable, 50A or 80A, 1-Phase, 18' or 23' Cable, 6' or 8' Cable Management Kit, Pedestal or Wall Mount, 8" Touch Display, Contactless Credit Card and RFID Reader, Cellular/Wi-Fi, UL, Power Share Jumper, 1YR Parts Warranty, Optional credit card reader
Eaton | CPE250C-625-CCS1-200A-****-ETN | Express 250 | DC | 62.5 | 2 | -1 | -1 | ChargePoint Express 250 Station (62.5 kW) - includes Express 250 Station, 2x Power Modules, 1x CCS1 200A cable, 1x CHAdeMO cable or NACS, North America Modem/SIM, cUL and UL listed, requires CPE250-CMT-IMPERIAL in US, CPE250-CMT-METRIC in Canada. CPE250-CMT-IMPERIAL/METRIC not included. FWHA and FTA compliant models available as well as with integrated EMV Chip Reader terminal.
Eaton | CPE280-800-NA-CHIP-ETN | Express 280 DC Fast Charging Station | DC | 160 | 2 | -1 | -1 | [Paired Unit, Credit Card Reader sku] ChargePoint Express 280 Station (80 kW) - includes Express 280 Station, 2x Power Modules, 1 or 2 connectors including CCS1, CHAdeMO, NACS. North America Modem/SIM, cUL and UL listed, FWHA and FTA compliant models available.
Eaton | CPE280-800-NA-CHIP-ETN | Express 280 DC Fast Charging Station | DC | 80 | 2 | -1 | -1 | [Single Unit, Credit Card Reader sku] ChargePoint Express 280 Station (80 kW) - includes Express 280 Station, 2x Power Modules, 1 or 2 connectors including CCS1, CHAdeMO, NACS. North America Modem/SIM, cUL and UL listed, FWHA and FTA compliant models available.
Eaton | CPE280-800-NA-ETN | Express 280 DC Fast Charging Station | DC | 160 | 2 | -1 | -1 | [Paired Unit] ChargePoint Express 280 Station (80 kW) - includes Express 280 Station, 2x Power Modules, 1 or 2 connectors including CCS1, CHAdeMO, NACS. North America Modem/SIM, cUL and UL listed, FWHA and FTA compliant models available.
Eaton | CPE280-800-NA-ETN | Express 280 DC Fast Charging Station | DC | 80 | 2 | -1 | -1 | [Single Unit] ChargePoint Express 280 Station (80 kW) - includes Express 280 Station, 2x Power Modules, 1 or 2 connectors including CCS1, CHAdeMO, NACS. North America Modem/SIM, cUL and UL listed, FWHA and FTA compliant models available.
Eaton | CPE280-800-NA-FHWA-ETN | Express 280 DC Fast Charging Station | DC | 160 | 2 | -1 | -1 | [Paired Unit, FHWA sku] ChargePoint Express 280 Station (80 kW) - includes Express 280 Station, 2x Power Modules, 1 or 2 connectors including CCS1, CHAdeMO, NACS. North America Modem/SIM, cUL and UL listed, FWHA and FTA compliant models available.
Eaton | CPE280-800-NA-FHWA-ETN | Express 280 DC Fast Charging Station | DC | 80 | 2 | -1 | -1 | [Single Unit, FHWA sku] ChargePoint Express 280 Station (80 kW) - includes Express 280 Station, 2x Power Modules, 1 or 2 connectors including CCS1, CHAdeMO, NACS. North America Modem/SIM, cUL and UL listed, FWHA and FTA compliant models available.
Eaton | CPF50- L##-******-40-ETN | CPF50 | AC | 9.6 | 2 | -1 | -1 | CPF50 family, Single or Dual Port, Pedestal or Wall Mount, 50A, Type 1, Cable 18' or 23', Single Phase Charger, Cable Management Kit optional
Eaton | CPF50- L##-******-ETN | CPF50 | AC | 12 | 2 | -1 | -1 | CPF50 family, Single or Dual Port, Pedestal or Wall Mount, 50A, Type 1, Cable 18' or 23', Single Phase Charger, Cable Management Kit optional
Eaton | EXPP-PL20##-CHIP-ETN | Express Plus 2000 | DC | 500 | 2 | -1 | -1 | [CHIP sku]Express Plus system includes Power Block, Power Modules, and Power Link 2000 series; Each Power Link Dispenser can include 1 or 2 connctor including CCS, NACS, or CHAdeMO
Eaton | EXPP-PL20##-ETN | Express Plus 2000 | DC | 500 | 2 | -1 | -1 | Express Plus system includes Power Block, Power Modules, and Power Link 2000 series; Each Power Link Dispenser can include 1 or 2 connctor including CCS, NACS, or CHAdeMO
Eaton | EXPP-PL20##-FHWA-ETN | Express Plus 2000 | DC | 500 | 2 | -1 | -1 | [FHWA sku] Express Plus system includes Power Block, Power Modules, and Power Link 2000 series; Each Power Link Dispenser can include 1 or 2 connctor including CCS, NACS, or CHAdeMO
Eaton | Express Plus 1000 Power Block: CPPB0001***-ETN PM1.5 43-001200-**-ETN EXPP-PL10##*-#*#*#-#*#*#-***-ETN | Express Plus | DC | 500 | 2 | -1 | -1 | Express Plus system includes Power Block, Power Modules, and Power Link 1000 series; Used for Fleet or Commercial.
Ekoenergetyka | AXE-S2A7-66XX4XXXX, AXE-S2A7-65XX4XXXX | Axon Easy 120 | DC | 120 | -1 | 2 | 2 | Dual port.
Ekoenergetyka | AXE-S2A8-60XX4XXXX, AXE-S2A8-06XX4XXXX, AXE-S2A8-50XX4XXXX, AXE-S2A8-05XX4XXXX | Axon Easy 150 | DC | 150 | -1 | 2 | 2 | Dual port.
Ekoenergetyka | AXE-S2B0-65XX4XXXX, AXE-S2B0-66XX4XXXX | Axon Easy 180 | DC | 180 | -1 | 2 | 2 | Dual port.
iENERGIE360 US INC. dba. Injet | iM3C-09K6A | Vision | AC | 9.6 | -1 | -1 | -1 | Single port.
iENERGIE360 US INC. dba. Injet | iM3C-11K5A | Vision | AC | 11.5 | -1 | -1 | -1 | Single port.
iENERGIE360 US INC. dba. Injet | iM3C-19K2A | Vision | AC | 19.2 | -1 | -1 | -1 | Single port.
iENERGIE360 US INC. dba. Injet | iNSCDA120K1 | Ampax | DC | 120 | -1 | -1 | 2 | Dual port.
iENERGIE360 US INC. dba. Injet | iNSCDA150K1 | Ampax | DC | 150 | 2 | -1 | 2 | Dual port.
iENERGIE360 US INC. dba. Injet | iNSCDA180K1 | Ampax | DC | 180 | 2 | -1 | 2 | Dual port.
iENERGIE360 US INC. dba. Injet | iNSCDA240K1 | Ampax | DC | 240 | 2 | -1 | 2 | Dual port.
Espen | EVC/A16 | EVC/A16 | AC | 3.8 | -1 | -1 | 2 | Single port.
Espen | EVC/A32 | EVC/A32 | AC | 7.6 | -1 | -1 | 2 | Single port.
Espen | EVC/A40 | EVC/A40 | AC | 9.6 | -1 | -1 | 2 | Single port.
Espen | EVC/A48 | EVC/A48 | AC | 11.5 | 2 | -1 | 2 | Single port.
Espen | EVC/A48X2 | EVC/A48X2 | AC | 11.5 | 2 | -1 | -1 | Dual port.
Espen | EVC/A48S | EVC/A48S | AC | 11.5 | 2 | -1 | 2 | Single port.
Espen | EVC/A48S-40 | EVC/A48S | AC | 9.6 | 2 | -1 | 2 | Single port.
Espen | EVC/A48SX2 | EVC/A48SX2 | AC | 11.5 | 2 | -1 | 2 | Dual Port
Espen | EVC/A48SX2-40 | EVC/A48SX2 | AC | 9.6 | 2 | -1 | 2 | Dual Port
Espen | EVC/A80 | EVC/A80 | AC | 19.2 | 2 | -1 | 2 | Single port.
Espen | EVC/A80S | EVC/A80S | AC | 19.2 | 2 | -1 | 2 | Single port.
Espen | EVC/A80S-40 | EVC/A80S | AC | 9.6 | 2 | -1 | 2 | Single port.
Espen | EVC/D030/S### | EVC/D030/S### | DC | 30 | 2 | -1 | -1 | 1x CCS1 connector 1x CHAdeMO connector
Espen | EVC/D060/S### | EVC/D060/S### | DC | 60 | 2 | 2 | -1 | 1x CCS1 connector 1x CHAdeMO connector
Espen | EVC/D120/S### | EVC/D120/S### | DC | 120 | 2 | 2 | -1 | 1x CCS1 connector 1x CHAdeMO connector
Espen | EVC/D180/S### | EVC/D180/S### | DC | 180 | -1 | 2 | -1 | 1x CCS1 connector 1x CHAdeMO connector; OCA Full and Security certificates under software version V1.00
Espen | EVC/D360/S### | EVC/D360/S### | DC | 360 | 2 | -1 | -1 | Power Cabinet. 1x CCS1 connector or 1x CHAdeMO connector. Vetted dispensers are DDWU362T0TE2PN- RW DDWU362T0TE2N7-RW, DDWU362V00E2N7-RW DDWU362U0UE2PN-RW, DDWU362U0UE2N7-RW, DDWU362K0TE2PN-RW, DDWU362K0TE2N7-RW, DDWU362K0UE2PN-RW, DDWU362K0UE2N7-RW, DDWU362G00E2PN-RW, DDWU362G00E2N7-RW, DDWU362K00E2PN-RW, DDWU362K00E2N7-RW, DDWU362U00E2PN-RW, DDWU362U00E2N7-RW, DDWU362T00E2PN-RW, DDWU362T00E2N7-RW, DDWU362V0UE2PN-RW, DDWU362V0UE2N7-RW, DDWU362V0KE2PN-RW, DDWU362V0KE2N7-RW, DDWU362V0TE2PN-RW, DDWU362V0TE2N7-RW, DDWU362V00E2PN-RW.
EVBolt | EVB-AC-PAX11 | Prestige II | AC | 11 | -1 | -1 | -1 | Single Port, Standalone network capability
EVBolt | EVB-AC-PAX19 | Prestige 19 | AC | 19.1 | 2 | -1 | -1 | Single Port, Standalone network capability
EverCharge | E800-1042-01 | DCFC 320kW All-in-One, w/ Dual CCS1 | DC | 320 | 2 | -1 | -1 | Dual port.
EverCharge | EV002-48,E800-1000 | EV02 | AC | 11.52 | 2 | -1 | -1 | Single Port, Standalone network capability
EverCharge | EV002-48,E800-1000-32A | EV02 | AC | 7.68 | 2 | -1 | -1 | Single Port, Standalone network capability
EverCharge | EV002-48,E800-1000-40A | EV02 | AC | 8.3 | 2 | -1 | -1 | Single Port, Standalone network capability
EverCharge | EV002-80,E800-1001 | EV02 | AC | 19.2 | 2 | -1 | -1 | Single Port, Standalone network capability
EverCharge | EV002-80,E800-1001-40A | EV02 | AC | 8.3 | 2 | -1 | -1 | Single Port, Standalone network capability
EVPassport | C6AM150XX | C6AM150XX | DC | 150 | 2 | -1 | -1 | Standalone DCFC, no HPC needed, runs off its own power
EVPassport | C6AM90XX | C6AM90XX | DC | 95 | 2 | -1 | -1 | Runs on 208 3P power, standalone DCFC
EVPassport | Rosa Charger | Rosa | AC | 11 | 2 | -1 | -1 | Single Port, Standalone network capability
EVSIS | JC-94F2-350-0T5 | DC Charger 350kW | DC | 350 | 2 | 2 | 2 | Dual port. CCS / NACS(Optional), OCPP 2.0.1 will be supported
EVSIS | JC-94F2-400-0T5 | DC Charger 400kW | DC | 400 | 2 | 2 | 2 | Dual port. CCS / NACS(Optional), OCPP 2.0.1 will be supported
EVSIS | JC-9932-100-CT | DC Charger 100kW | DC | 100 | 2 | 2 | 2 | CCS/CHAdeMO (optional), OCPP 2.0.1 will be supported
EVSIS | JC-9932-180-CT | DC Charger 180kW | DC | 180 | 2 | 2 | 2 | Dual port. CCS / NACS(Optional), OCPP 2.0.1 will be supported
EVSIS | JC-9932-240-CT | DC Charger 240kW | DC | 240 | 2 | 2 | 2 | Dual port. CCS / NACS(Optional), OCPP 2.0.1 will be supported
EVSIS | JC-9A31-30-CT | DC Charger 30kW | DC | 30 | 2 | 2 | 2 | CCS/OCPP 2.0.1 will be supported
FLO | Ultra | Ultra | DC | 320 | 2 | -1 | -1 | Dual port.
Ford Pro Charging | FPC-DC0060AA-U## | 0 | DC | 60 | 2 | -1 | -1 | Single or Dual Port 2x CCS1 connector . NRTL listed as Power Electronics NB060SU20
Ford Pro Charging | FPC-DC0120AA-U## | 0 | DC | 120 | 2 | -1 | -1 | 2x CCS1 200A or 300A connector NRTL listed as Power Electronics NB120SU20
FractalEV | FR-802E1DRNAK | FR-80 (ISO) | AC | 19.2 | 2 | -1 | 2 | Single port
FractalEV | FR-482E1DRNAK | FR-48 (ISO) | AC | 11.5 | 2 | -1 | 2 | Single port
Free2Move | E21CA180Dx | 48A Charger | AC | 11 | 2 | -1 | -1 | Single Port, Standalone network capability; OCA Full and Security certificates under software version V1.00
Free2Move | E21CH012## | 0 | AC | 11 | 2 | -1 | -1 | Single Port, Standalone network capability; OCA Full and Security certificates under software version V1.00
Free2Move | E21CH019Dx | 80A Charger | AC | 19.1 | 2 | -1 | -1 | Single Port, Standalone network capability
Free2Move | E21CH060Dx | 0 | DC | 60 | 2 | -1 | -1 | 1x CCS1 connector 1x CHAdeMO connector
Free2Move | E21CH180## | 0 | DC | 180 | -1 | -1 | -1 | 1x CCS1 connector 1x CHAdeMO connector; OCA Full and Security certificates under software version V1.00
Gateway International 360 | GW-EV75/XXX | GW-EV75/XXX | AC | 11.5 | 2 | -1 | -1 | Single port.
Gateway International 360 | GW-EV3000/XXX | GW-EV3000/XXX | DC | 30 | 2 | -1 | -1 | 1x CCS1 connector 1x CHAdeMO connector
Gateway International 360 | GW-EV4400-120/XXX | GW-EV4400-120/XXX | DC | 120 | 2 | -1 | -1 | 1x CCS1 connector 1x CHAdeMO connector
Gateway International 360 | GW-EV4400-180/XXX | GW-EV4400-180/XXX | DC | 180 | -1 | -1 | -1 | 1x CCS1 connector 1x CHAdeMO connector; OCA Full and Security certificates under software version V1.00
Gateway International 360 | GW-EV4400-360/XXX | GW-EV4400-360/XXX | DC | 360 | 2 | -1 | -1 | Power Cabinet. 1x CCS1 connector or 1x CHAdeMO connector. Vetted dispensers are DDWU362T0TE2PN- RW DDWU362T0TE2N7-RW, DDWU362V00E2N7-RW DDWU362U0UE2PN-RW, DDWU362U0UE2N7-RW, DDWU362K0TE2PN-RW, DDWU362K0TE2N7-RW, DDWU362K0UE2PN-RW, DDWU362K0UE2N7-RW, DDWU362G00E2PN-RW, DDWU362G00E2N7-RW, DDWU362K00E2PN-RW, DDWU362K00E2N7-RW, DDWU362U00E2PN-RW, DDWU362U00E2N7-RW, DDWU362T00E2PN-RW, DDWU362T00E2N7-RW, DDWU362V0UE2PN-RW, DDWU362V0UE2N7-RW, DDWU362V0KE2PN-RW, DDWU362V0KE2N7-RW, DDWU362V0TE2PN-RW, DDWU362V0TE2N7-RW, DDWU362V00E2PN-RW.
Gateway International 360 | GW-EV4400-60/XXX | GW-EV4400-60/XXX | DC | 60 | 2 | -1 | -1 | 1x CCS1 connector 1x CHAdeMO connector
Generac Power Systems | PUP3-U-1-6-C-GC2 | 48A Level 2 Pro | AC | 11.5 | 2 | -1 | -1 | # is a hold for cable length, connector type, power supply version, custom, and color. Payment terminal requirements aren't met by charger independently. We do allow integration with EVSP that have cloud-to-cloud integrations with payment terminals or kiosks. Examples can be provided.
Gravity | GR-LH500CX | 0 | DC | 500 | -1 | -1 | -1 | 0
Gravity | GT-AH200XX | 0 | DC | 200 | -1 | -1 | -1 | 0
Gravity | GT-AV200XX | 0 | DC | 200 | -1 | -1 | -1 | 0
Gravity | GT-LAV500EX | 0 | DC | 500 | -1 | -1 | -1 | 0
Gravity | GT-LLH500EX | 0 | DC | 500 | -1 | -1 | -1 | 0
Gravity | GT-LV500CX | 0 | DC | 500 | -1 | -1 | -1 | 0
Heliox | HE9823009-01 | Heliox 44KW Bidirectional | DC V2G | 44 | -2 | -1 | -1 | Single port. Available as wall or pedestal mount
i-charging | blueberry | BB50 | DC | 50 | -1 | -1 | 2 | Dual port
i-charging | blueberry CLUSTER | blueberry CLUSTER | DC | 500 | -1 | -1 | 2 | Four ports. Simultaneous charging, Dynamic Power Allocation, 50 to 900 kW. 1 to 3 Power Units (cabinets) and up to 4 plugs in dispenser and satellites
i-charging | blueberry FUSION | blueberry FUSION | DC | 150 | -1 | -1 | 2 | Dual port. Simultaneous charging, Dynamic Power Allocation, 50, 100 and 150kW available
i-charging | blueberry PLUS | PU 200 R2 / PU 300 R2 | DC | 500 | -1 | -1 | 2 | Four ports. Simultaneous charging, Dynamic Power Allocation, 50 to 900 kW. 1 to 3 Power Units (cabinets) and 1 Dispenser w 2 Plugs
InCharge | ICE 480 | ICE 480 | DC | 480 | -1 | -1 | -1 | Supports both CCS and CHAdeMO standards with one or two connectors. This DC Split System is designed to provide high power charging with distributed dispenser and power conversion units.
InCharge | ICE CUBE 200kWh/200kW Battery Buffer | ICE CUBE 200kWh/200kW Battery Buffer | DC | 240 | -1 | -1 | -1 | Battery integrated DCFC. Up to 4 ports.
InCharge | ICE-120 | ICE-120 | DC | 120 | -1 | -1 | -1 | 1x CCS1 connector 1x CHAdeMO connector NRTL listed as Shenzhen InfyPower : EXP120K2-FD-UU2 & EXP120K2-FS-U2
InCharge | ICE-180 | ICE-180 | DC | 180 | 2 | -1 | -1 | 1x CCS1 connector 1x CHAdeMO connector NRTL listed as Shenzhen InfyPower : EXP180K2-FD-UU2 & EXP180K2-FS-U2
InCharge | ICE-30 | ICE-30 | DC | 30 | 2 | -1 | -1 | 1x CCS1 connector 1x CHAdeMO connector NRTL listed as Shenzhen InfyPower : EXP30k2-FSW-U2 & EXP30kW-FDW-UU2
InCharge | ICE-60 | ICE-60 | DC | 60 | 2 | -1 | -1 | 1x CCS1 connector 1x CHAdeMO connector NRTL listed as Shenzhen InfyPower : EXP60K2-FD-UU2 & EXP60K2-FS-U2
InCharge | ICE-22 V2X Wallbox | ICE-22 V2X Wallbox | DC V2G | 22 | -1 | -1 | -1 | Supports both CCS and CHAdeMO. Up to 2 ports.
InCharge | ICE-44 V2X Wallbox | ICE-44 V2X Wallbox | DC V2G | 44 | -1 | -1 | -1 | Single or dual port. Supports both CCS and CHAdeMO. Up to 2 ports.
InCharge | ICE-66 V2X | ICE-66 V2X | DC V2G | 66 | -1 | -1 | -1 | Single or dual port. Supports both CCS and CHAdeMO. Up to 2 ports.
InCharge | ICE-132 V2X | ICE-132 V2X | DC V2G | 132 | -1 | -1 | -1 | Dual port.
InCharge | ICE60K3-FDW-UU2 | ICE-60 DCWB | DC | 60 | 2 | -1 | -1 | Dual port.
InCharge | IDC600K3-FMR5-2 | ICE-600 | DC | 600 | -1 | -1 | -1 | Ten ports.
Ingeteam | RAPID 120 | RAPID 120 | DC | 120 | -1 | -1 | -1 | Stand-alone. Single or dual port. CCS1, NACS and/or CHAdeMO.
Ingeteam | RAPID 150 | RAPID 150 | DC | 150 | -1 | -1 | -1 | Stand-alone. Single or dual port. CCS1, NACS and/or CHAdeMO.
Ingeteam | RAPID 180 | RAPID 180 | DC | 180 | -1 | -1 | -1 | Stand-alone. Single or dual port. CCS1, NACS and/or CHAdeMO.
Ingeteam | RAPID 60E | RAPID 60E | DC | 60 | -1 | -1 | -1 | Stand-alone. Single or dual port. CCS1, NACS and/or CHAdeMO.
Ingeteam | RAPID 90 | RAPID 90 | DC | 90 | -1 | -1 | -1 | Stand-alone. Single or dual port. CCS1, NACS and/or CHAdeMO.
Integra Energy | IEV-48SEL | IEV-48SEL | AC | 11.5 | 2 | -1 | -1 | Single port.
Integra Energy | IEV-48SEL-40 | IEV-48SEL | AC | 9.6 | 2 | -1 | -1 | Single port.
Integra Energy | IEV-48SEL-G2 | IEV-48SEL-G2 | AC | 11.5 | 2 | -1 | -1 | Single port.
Integra Energy | IEV-80SEL | IEV-80SEL | AC | 19.2 | 2 | -1 | -1 | Single port.
Integra Energy | IEV-80SEL-40 | IEV-80SEL | AC | 9.6 | 2 | -1 | -1 | Single port.
Integra Energy | IEV-80SEL-G2 | IEV-80SEL-G2 | AC | 19.2 | 2 | -1 | -1 | Single port.
Integra Energy | IEV/D030/SXXX | IEV/D030/SXXX | DC | 30 | 2 | -1 | -1 | 1x CCS1 connector 1x CHAdeMO connector
Integra Energy | IEV/D060/SXXX | IEV/D060/SXXX | DC | 60 | 2 | -1 | -1 | 1x CCS1 connector 1x CHAdeMO connector
Integra Energy | IEV/D120/SXXX | IEV/D120/SXXX | DC | 120 | 2 | -1 | -1 | 1x CCS1 connector 1x CHAdeMO connector
Integra Energy | IEV/D180/SXXX | IEV/D180/SXXX | DC | 180 | -1 | -1 | -1 | 1x CCS1 connector 1x CHAdeMO connector; OCA Full and Security certificates under software version V1.00
Integra Energy | IEV/D360/SXXX | IEV/D360/SXXX | DC | 360 | 2 | -1 | -1 | Power Cabinet. 1x CCS1 connector or 1x CHAdeMO connector. Vetted dispensers are DDWU362T0TE2PN- RW DDWU362T0TE2N7-RW, DDWU362V00E2N7-RW DDWU362U0UE2PN-RW, DDWU362U0UE2N7-RW, DDWU362K0TE2PN-RW, DDWU362K0TE2N7-RW, DDWU362K0UE2PN-RW, DDWU362K0UE2N7-RW, DDWU362G00E2PN-RW, DDWU362G00E2N7-RW, DDWU362K00E2PN-RW, DDWU362K00E2N7-RW, DDWU362U00E2PN-RW, DDWU362U00E2N7-RW, DDWU362T00E2PN-RW, DDWU362T00E2N7-RW, DDWU362V0UE2PN-RW, DDWU362V0UE2N7-RW, DDWU362V0KE2PN-RW, DDWU362V0KE2N7-RW, DDWU362V0TE2PN-RW, DDWU362V0TE2N7-RW, DDWU362V00E2PN-RW.
IoTecha | CCS-ACL2 / CCS-C80A | CCS-C80A-xxyyy | AC | 19.2 | 2 | -1 | -1 | Single Port. xx - cable length (15 or 25ft) yyy - LTE option
IoTecha | CCS-ACL2-40 / CCS-C40A | CCS-ACL2-40 / CCS-C40A | AC | 8.3 | 2 | -1 | -1 | Single Port. xx - cable length (15 or 25ft) yyy - LTE option
IoTecha | CCS-C80C | CCS-C80C-xxyyy | AC | 19.2 | 2 | -1 | -1 | Single Port. xx - cable length (15 or 25ft) yyy - LTE option
It's Electric Inc. | Brooklyn-718 | Brooklyn-718 | AC | 7.68 | 2 | -1 | -1 | Single port. Paired with SWTCH network
Jule (eCAMION) | Jule-100 | Jule Charger 100 | DC | 100 | -1 | -1 | -1 | DCFC that works with ESS w/ voltage range 650-800VDC
Jule (eCAMION) | Jule-200 | Jule Charger 200 | DC | 200 | -1 | 2 | -1 | DCFC that works with ESS w/ voltage range 650-800VDC
Jule (eCAMION) | Jule-350 | Jule Charger 350 | DC | 350 | -1 | -1 | -1 | DCFC that works with ESS w/ voltage range 650-800VDC
Kempower | C50####### C80####### | C-Series | DC | 600 | -1 | -1 | -1 | Up to 8 ports. Kempower Power Unit supplies DC power to various distributed dispenser ouputs including but not limited to the Kempower Satellite (offers single or dual port configurations), the Kempower Liquid Cooled Satellite, etc.. Details about qualifications relevant to each variant is detailed in the corresponding notes section.
Kempower | C501### | C-Series | DC | 200 | -1 | -1 | 2 | 1-4 power modules supporting max output range of 50-200kW
Kempower | C502### | C-Series | DC | 350 | -1 | -1 | -1 | 1-7 power modules supporting max output range of 50-350kW
Kempower | C503### | C-Series | DC | 350 | -1 | -1 | -1 | 1-7 power modules supporting max output range of 50-350kW
Kempower | C801### | C-Series | DC | 200 | -1 | -1 | -1 | 1-4 power modules supporting max output range of 50-200kW
Kempower | C802### | C-Series | DC | 350 | -1 | -1 | -1 | 1-7 power modules supporting max output range of 50-350kW
Kempower | C803### | C-Series | DC | 350 | -1 | -1 | -1 | 1-7 power modules supporting max output range of 50-350kW
IXP, LLC | IXP-E48 | IXP-E48 | AC | 11.5 | 2 | -1 | -1 | 0
IXP, LLC | IXP-E80 | IXP-E80 | AC | 19.2 | 2 | -1 | -1 | EV Charger, 80 Amp, Level 2, 4G Module, ISO 15118 compliant, Credit Card Reader, Commercial, Gen 2, Orange
LEDVANCE LLC | 75899 | EVC/48A/LVL2/C2/OR | AC | 11.5 | 2 | -1 | -1 | EV Charger, 48 Amp, Level 2, Commercial, Gen 2, Orange
LEDVANCE LLC | 75905 | EVC/48A/LVL2/4G/C2/OR | AC | 11.5 | 2 | -1 | -1 | EV Charger, 48Amp, Level 2, 4G Module, Commercial, Gen 2, Orange
LEDVANCE LLC | 75900 | EVC/48A/LVL2/ISO/C2/OR | AC | 11.5 | 2 | -1 | -1 | EV Charger, 48 Amp, Level 2, ISO 15118 compliant, Commercial, Gen 2, Orange
LEDVANCE LLC | 75906 | EVC/48A/LVL2/4G/ISO/C2/OR | AC | 11.5 | 2 | -1 | -1 | EV Charger, 48 Amp, Level 2, 4G Module, ISO 15118 compliant, Commercial, Gen 2, Orange
LEDVANCE LLC | 75901 | EVC/48A/LVL2/ISO/CC/C2/OR | AC | 11.5 | 2 | -1 | -1 | EV Charger, 48 Amp, Level 2, ISO 15118 compliant, Credit Card Reader, Commercial, Gen 2, Orange
LEDVANCE LLC | 75927 | EVC/48A/LVL2/4G/CC/C2/OR | AC | 11.5 | 2 | -1 | -1 | EV Charger, 48 Amp, Level 2, 4G Module, Credit Card Reader, Commercial, Gen 2, Orange
LEDVANCE LLC | 75907 | EVC/48A/LVL2/4G/ISO/CC/C2/OR | AC | 11.5 | 2 | -1 | -1 | EV Charger, 48 Amp, Level 2, 4G Module, ISO 15118 compliant, Credit Card Reader, Commercial, Gen 2, Orange
LEDVANCE LLC | 75902 | EVC/80A/LVL2/C2/OR | AC | 19.2 | 2 | -1 | -1 | EV Charger, 80 Amp, Level 2, Commercial, Gen 2, Orange
LEDVANCE LLC | 75915 | EVC/80A/LVL2/4G/C2/OR | AC | 19.2 | 2 | -1 | -1 | EV Charger, 80 Amp, Level 2, 4G Module, Commercial, Gen 2, Orange
LEDVANCE LLC | 74903 | EVC/80A/LVL2/ISO/C2/OR | AC | 19.2 | 2 | -1 | -1 | EV Charger, 80 Amp, Level 2, ISO 15118 compliant, Commercial, Gen 2, Orange
LEDVANCE LLC | 75925 | EVC/80A/LVL2/4G/ISO/C2/OR | AC | 19.2 | 2 | -1 | -1 | EV Charger, 80 Amp, Level 2, 4G Module, ISO 15118 compliant, Commercial, Gen 2, Orange
LEDVANCE LLC | 75904 | EVC/80A/LVL2/ISO/CC/C2/OR | AC | 19.2 | 2 | -1 | -1 | EV Charger, 80 Amp, Level 2, ISO 15118 compliant, Credit Card Reader, Commercial, Gen 2, Orange
LEDVANCE LLC | 75928 | EVC/80A/LVL2/4G/CC/C2/OR | AC | 19.2 | 2 | -1 | -1 | EV Charger, 80 Amp, Level 2, 4G Module, Credit Card Reader, Commercial, Gen 2, Orange
LEDVANCE LLC | 75926 | EVC/80A/LVL2/4G/ISO/CC/C2/OR | AC | 19.2 | 2 | -1 | -1 | EV Charger, 80 Amp, Level 2, 4G Module, ISO 15118 compliant, Credit Card Reader, Commercial, Gen 2, Orange
Lincoln Electric | Velion 150 | Velion | DC | 150 | -1 | -1 | -1 | Single port.
LITE-ON | EX-1193-E | SC2 Plus 80A | AC | 19.2 | 2 | 2 | 2 | Single port.
LITE-ON | EX-1193-H | IC2 80A POS | AC | 19.2 | 2 | 2 | 2 | Single port.
LITE-ON | EX-1193-K | SC2 Plus 80A POS | AC | 19.2 | 2 | 2 | 2 | Single port.
LITE-ON | EX-1193-M | IC2 80A | AC | 19.2 | 2 | 2 | 2 | Single port.
LITE-ON | EX-1193-T | SC2 80A | AC | 19.2 | 2 | 2 | 2 | Single port.
LITE-ON | W1-UC168-0MF1F0 | ADV 48A | AC | 11.52 | 2 | 2 | 2 | Single port.
LITE-ON | W1-UC168-0MF1FR | ADV+ 48A | AC | 11.52 | 2 | 2 | 2 | Single port.
LITE-ON | W1-UC168-0MJ1EP | ADV+ 48A POS | AC | 11.52 | 2 | 2 | 2 | Single port.
LITE-ON | W1-UC168-0MK1ER | IC 48A | AC | 11.52 | 2 | 2 | 2 | Single port.
LITE-ON | W1-UC168-0ML1EP | IC 48A POS | AC | 11.52 | 2 | 2 | 2 | Single port.
Loop Global | EVS-80A-L2-002 | EV-Fleet | AC | 19.2 | 2 | 2 | 2 | SAE J1772, Standalone network capability
Loop Global | EVS-80A-L2-002-40 | EV-Fleet | AC | 9.6 | 2 | 2 | 2 | SAE J1772, Standalone network capability
Loop Global | EVS-FLASH-300-D01 | Infinity Flash (with screen) | DC | 300 | 2 | 2 | 2 | Dual port with screen. Power cabinet required: EVS-FLASH- 360-PC01
Loop Global | EVS-FLASH-300-D01-150 | Infinity Flash (with screen)(derated) | DC | 150 | 2 | 2 | 2 | 150kW max per port
Loop Global | EVS-FLASH-300-D02 | Infinity Flash (without screen) | DC | 300 | 2 | 2 | 2 | Dual port without screen. Power cabinet required: EVS-FLASH- 360-PC01
Loop Global | EVS-FLASH-300-D02-150 | Infinity Flash (without screen)(derated) | DC | 150 | 2 | 2 | 2 | 150kW max per port
Lynkwell | LW141-DC480/480-SA-CC18 | LW141-DC480/480-SA-CC18 | DC | 480 | -1 | -1 | -1 | Dual port. 2x CCS1 connector
Lynkwell | LW141-DC480/480-SA-CN-18 | LW141-DC480/480-SA-CN-18 | DC | 480 | -1 | -1 | -1 | Dual port. 1x CCS1 connector, 1x NACS/J3400 connector
Lynkwell | LW141-DC480/400-SA-CC18 | LW141-DC480/400-SA-CC18 | DC | 400 | -1 | -1 | -1 | Dual port. 2x CCS1 connector
Lynkwell | LW141-DC480/400-SA-CN18 | LW141-DC480/400-SA-CN18 | DC | 400 | -1 | -1 | -1 | Dual port. 1x CCS1 connector, 1x NACS/J3400 connector
Lynkwell | LW141-DC480/320-SA-CC18 | LW141-DC480/320-SA-CC18 | DC | 320 | -1 | -1 | -1 | Dual port. 2x CCS1 connector
Lynkwell | LW141-DC480/320-SA-CN18 | LW141-DC480/320-SA-CN18 | DC | 320 | -1 | -1 | -1 | Dual port. 1x CCS1 connector, 1x NACS/J3400 connector
Lynkwell | LW141-AC50 | LW141-AC50 | AC | 12 | 2 | -1 | -1 | Single Port ; OCPP Full Certificate with software version V1.13.97
Lynkwell | LW141-AC80 | LW141-AC80 | AC | 19.2 | 2 | -1 | -1 | Single port.
Lynkwell | LW141-DC100 | LW141-DC100 | DC | 100 | -1 | -1 | -1 | Single or dual port
Lynkwell | LW141-DC120 | LW141-DC120 | DC | 120 | 2 | -1 | -1 | Single or dual port
Lynkwell | LW141-DC140 | LW141-DC140 | DC | 140 | -1 | -1 | -1 | Single or dual port
Lynkwell | LW141-DC160 | LW141-DC160 | DC | 160 | 2 | -1 | -1 | Single or dual port
Lynkwell | LW141-DC180 | LW141-DC180 | DC | 180 | 2 | -1 | -1 | Single or dual port
Lynkwell | LW141-DC200 | LW141-DC200 | DC | 200 | -1 | -1 | -1 | Single or dual port
Lynkwell | LW141-DC220 | LW141-DC220 | DC | 220 | -1 | -1 | -1 | Single or dual port
Lynkwell | LW141-DC240 | LW141-DC240 | DC | 240 | 2 | -1 | -1 | Single or dual port
Lynkwell | LW141-DC40 | LW141-DC40 | AC | 8.3 | 2 | -1 | -1 | Dual Port. This is the same model as the UF****01. The charger can be derated to 40A and thus be eligible for SCE's Charge Ready Light Duty program. SCE added -40 at the end to differentiate it from the other 80A version.
Lynkwell | LW141-DC60 | LW141-DC60 | DC | 60 | 2 | -1 | -1 | Single or dual port
Lynkwell | LW141-DC640 | LW141-DC640 | DC | 640 | -1 | -1 | -1 | The DC HiPower has a power cabinet with dispenser set up. It comes in 320, 480, or 640kW options and can be purchased with 2, 4, 6, or 8 ports depending on the number of dispensers.
Lynkwell | LW141-DC80 | LW141-DC80 | DC | 80 | -1 | -1 | -1 | Single or dual port
Lynkwell | LW201-AC80 | LW201-AC80 | AC | 19.2 | 0 | -1 | -1 | 0
Lynkwell | LW202-AC32 | LW202-AC32 | AC | 7.7 | 2 | -1 | -1 | Single port.
Lynkwell | LW202-AC48 | LW202-AC48 | AC | 11.52 | 2 | -1 | -1 | Single port.
Lynkwell | LW202-AC80 | LW202-AC80 | AC | 19.2 | 2 | -1 | -1 | Single port.
Lynkwell | LW301-DC-180 | LW301-DC-180 | DC | 180 | -1 | -1 | -1 | 0
Lynkwell | LW301-DC200 | LW301-DC200 | DC | 200 | 2 | -1 | -1 | Single port.
Lynkwell | LW301-DC240 | LW301-DC240 | DC | 240 | 2 | -1 | -1 | OCA Full and Security certificates under software version 1.2009.0 (alternate company name on OCA cert - Wanbang Digital Energy Co., Ltd.)
Lynkwell | LW301-DC30 | LW301-DC30 | DC | 30 | 2 | -1 | -1 | 0
Lynkwell | LW301-DC320 | LW301-DC320 | DC | 320 | 2 | -1 | -1 | Dual port.
Lynkwell | LW301-DC60 | LW301-DC60 | DC | 60 | 2 | -1 | -1 | 0
Lynkwell | LW401-DC200 | LW401-DC200 | DC | 200 | -1 | -1 | -1 | Up to 200kW per port. 2 ports. All-in-one system integrating AC-DC power conversion and DC output with one system
Lynkwell | LW401-DC600 | LW401-DC600 | DC | 600 | -1 | -1 | -1 | This is distributed system that can connect up to two 400kW dispensers(Model no: DP400K-xx-PS-yy) ## : Varaiable based on any other options xx : Variable based on connector type(CCS1, NACS) yy : variable based on any other options
Noodoe | AC11P-40/ AC11P Exceed-40 | 0 | AC | 8.3 | 2 | -1 | -1 | Single port.
Noodoe | AC11P/ AC11P Exceed | 0 | AC | 11.5 | 2 | -1 | -1 | Single port.
NorthCharge US LLC. | ADC002C190NACS90 | CORE 180 | DC | 180 | 2 | -1 | -1 | Dual port.
Nuvve | TP-160DC-V1G-H1-C, TP-160DC-V1G-H1-N, TP-160DC-V1G-H2-CC, TP-160DC-V1G-H2-NN, TP-160DC-V1G-H2-NC, TP-160DC-V1G-H1-C-BA, TP-160DC-V1G-H1-N-BA, TP-160DC-V1G-H2-CC-BA, TP-160DC-V1G-H2-NN-BA, TP-160DC-V1G-H2-NC-BA | EVSE Nuvve DCFC 160kW Smart Charging Station (Single or Dual Port, CCS1 or NACS, Power Sharing, non-BABA or BABA) | DC | 160 | -1 | -1 | -1 | Dual port. Can be configured with: 2x CCS, 2x NACS, 2x CHAdeMO, 1x CCS + 1x NACS, 1x CCS + 1x CHAdeMO
Nuvve | TP-180DC-V1G-H1-C, TP-180DC-V1G-H1-N, TP-180DC-V1G-H2-CC, TP-180DC-V1G-H2-NN, TP-180DC-V1G-H2-NC, TP-180DC-V1G-H1-C-BA, TP-180DC-V1G-H1-N-BA, TP-180DC-V1G-H2-CC-BA, TP-180DC-V1G-H2-NN-BA, TP-180DC-V1G-H2-NC-BA | EVSE Nuvve DCFC 180kW Smart Charging Station (Single or Dual Port, CCS1 or NACS, Power Sharing, non-BABA or BABA) | DC | 180 | 2 | -1 | -1 | Dual port. Can be configured with: 2x CCS, 2x NACS, 2x CHAdeMO, 1x CCS + 1x NACS, 1x CCS + 1x CHAdeMO
Nuvve | TP-200DC-V1G-H2-CC | TP-200DC-V1G(-####) | DC | 200 | -1 | -1 | -1 | Dual Port, either 2x CCS or 1x CCS + 1x CHAdeMO
Nuvve | TP-20DC-V2G-H1-C, TP-20DC-V2G-H1-N, TP-20DC-V2G-H1-C-BA, TP-20DC-V2G-H1-N-BA | EVSE Nuvve DC 20kW V2G Station (Single Port, CCS1 or NACS, non-BABA or BABA) | DC V2G | 20 | -1 | -1 | -1 | Bidirectional charger
Nuvve | TP-240DC-V1G-H2-CC | TP-240DC-V1G(-####) | DC | 240 | -1 | -1 | -1 | Dual Port, either 2x CCS or 1x CCS + 1x CHAdeMO
Nuvve | TP-300HPDC-V1G-H1-C, TP-300HPDC-V1G-H1-N, TP-300HPDC-V1G-H2-CC, TP-300HPDC-V1G-H2-NN, TP-300HPDC-V1G-H2-NC, TP-300HPDC-V1G-H1-C-BA, TP-300HPDC-V1G-H1-N-BA, TP-300HPDC-V1G-H2-CC-BA, TP-300HPDC-V1G-H2-NN-BA, TP-300HPDC-V1G-H2-NC-BA | EVSE Nuvve DCFC 300kW Smart Charging Station (Single or Dual Port, CCS1 or NACS, Power Sharing, non-BABA or BABA) | DC | 300 | 2 | -1 | -1 | Dual Port, either 2x CCS or 1x CCS + 1x CHAdeMO
Nuvve | TP-30DC-V2G-H1-C | TP-30DC-V1G(-####) | DC V2G | 30 | -1 | -1 | -1 | Bidirectional charger
Nuvve | TP-360HPDC-V1G-H1-C, TP-360HPDC-V1G-H1-N, TP-360HPDC-V1G-H2-CC, TP-360HPDC-V1G-H2-NN, TP-360HPDC-V1G-H2-NC, TP-360HPDC-V1G-H1-C-BA, TP-360HPDC-V1G-H1-N-BA, TP-360HPDC-V1G-H2-CC-BA, TP-360HPDC-V1G-H2-NN-BA, TP-360HPDC-V1G-H2-NC-BA | EVSE Nuvve DCFC 360kW Smart Charging Station (Single or Dual Port, CCS1 or NACS, Power Sharing, non-BABA or BABA) | DC | 360 | -1 | -1 | -1 | Dual Port, either 2x CCS or 1x CCS + 1x CHAdeMO
Nuvve | TP-40DC-V2G-H1-C, TP-40DC-V2G-H1-N, TP-40DC-V2G-H1-C-BA, TP-40DC-V2G-H1-N-BA | EVSE Nuvve DC 40kW V2G Station (Single Port, CCS1 or NACS, non-BABA or BABA) | DC V2G | 40 | -1 | -1 | -1 | Bidirectional charger
Nuvve | TP-60DC-V2G-H1-C, TP-60DC-V2G-H1-N, TP-60DC-V2G-H1-C-BA, TP-60DC-V2G-H1-N-BA | EVSE Nuvve DC 60kW V2G Station (Single Port, CCS1 or NACS, non-BABA or BABA) | DC V2G | 60 | -1 | -1 | -1 | Bidirectional charger
Pando Electric | Pando 002A | Pando 002A | MANAGED OUTLET | 9.6 | -1 | -1 | -1 | Single port.
PowerCharge | PC-E80-C-03 | P80 GW | AC | 19.2 | 2 | -1 | -1 | Single port.
PowerCharge | PC-E80-C-04 | P80 NGW | AC | 19.2 | 2 | -1 | -1 | Single port.
PowerCharge | PC-E48-C-02 | PC48 GW | AC | 11.52 | 2 | -1 | -1 | Single port.
PowerCharge | PC-E48-C-04 | PC48NGW | AC | 11.52 | 2 | -1 | -1 | Single port.
QCharge123 | QAC2-BC | Commercial Charger | AC | 19.2 | 2 | -1 | -1 | Single or dual port.
QCharge123 | QAC2-BR | Residential/Low Commercial Charger | AC | 9.6 | 2 | -1 | -1 | Single port.
RAB Lighting Inc. | EVC48 | EVC48 | AC | 11 | 2 | -1 | 2 | Single Port, Standalone network capability; OCA Full and Security certificates under software version V1.00
Siemens | 8EM13105HF141GA2 | VersiCharge AC 48A NTEP | AC | 11.5 | 2 | -1 | -1 | Single Port, Standalone network capability
Siemens | 8EM13105HF141GA2-40 | VersiCharge AC 48A NTEP-40 | AC | 9.6 | 2 | -1 | -1 | Single Port, Standalone network capability
Siemens | 8EM13155HG141GA2 | VersiCharge Blue AC 48A NTEP | AC | 11.5 | 2 | -1 | -1 | Single Port, Standalone network capability
Siemens | 8EM13155HG141GA2-40 | VersiCharge Blue AC 48A NTEP-40 | AC | 9.6 | 2 | -1 | -1 | Single Port, Standalone network capability
Siemens | VersiCharge 11.5kW 8EM1310-5CF14-0GA0 | VersiCharge | AC | 11.5 | 2 | -1 | -1 | Single Port, Standalone network capability
Siemens | VersiCharge 11.5kW 8EM1310-5CF14-1GA2 | VersiCharge | AC | 11.5 | 2 | -1 | -1 | Single Port, Standalone network capability
Siemens | VersiCharge 11.5kW 8EM1312-5CF18-0FA3 | VersiCharge | AC | 11.5 | 2 | -1 | -1 | Single Port, Standalone network capability
Siemens | VersiCharge 9.6kW 8EM1310-4CF14-0GA0 | VersiCharge | AC | 9.6 | 2 | -1 | -1 | Single Port, Standalone network capability
Siemens | VersiCharge 9.6kW 8EM1310-4CF14-1GA2 | VersiCharge | AC | 9.6 | 2 | -1 | -1 | Single Port, Standalone network capability
Siemens | VersiCharge 9.6kW 8EM1312-4CF18-0FA3 | VersiCharge | AC | 9.6 | 2 | -1 | -1 | Single Port, Standalone network capability
Sinexcel | SEC1000/160Y-H-U； SEC1000/160Y-T-U； SEC1000/160Y-HH-U； SEC1000/160Y-TT-U； SEC1000/160Y-HT-U； SEC1000/120Y-H-U； SEC1000/120Y-T-U； SEC1000/120Y-HH-U； SEC1000/120Y-TT-U； SEC1000/120Y-HT-U； SEC1000/60Y-C-U； SEC1000/60Y-S-U； SEC1000/60Y-CC-U； SEC1000/60Y-SS-U； SEC1000/60Y-SC-U； | SEC160 | DC | 160 | 2 | 2 | 2 | Output range:200V-1000V efficiency:Up to 96% Full certification User-friendly ADA Multiple payment methods Support for customization PLUG& CHARGE Hardware 15118-Ready Can Output 350A CCS1 boost 500A NACS boost 400A
Sinexcel | SEC1000/240Y-H-U SEC1000/240Y-HH-U SEC1000/240Y-HJ-U SEC1000/240Y-T-U SEC1000/240Y-HT-U SEC1000/240Y-TJ-U SEC1000/240Y-TT-U | SEC 240 | DC | 240 | 2 | 2 | 2 | Output range:200V-1000V efficiency:Up to 96% Full certification User-friendly ADA Multiple payment methods Support for customization PLUG& CHARGE Hardware 15118-Ready Can Output 350A CCS1 boost 500A NACS boost 400A
Sinexcel | SEC1000/360F-N-U SEC1000/480F-N-U SEC1000/200U-C-U SEC1000/200U-CC-U SEC1000/200U-CJ-U SEC1000/300U-H-U SEC1000/300U-HH-U SEC1000/300U-HC-U SEC1000/300U-HJ-U SEC1000/500U-F-U SEC1000/500U-FH-U SEC1000/500U-FC-U SEC1000/500U-FJ-U SEC1000/300U-T-U SEC1000/300U-TJ-U SEC1000/300U-HT-U SEC1000/300U-TT-U SEC1000/300U-TC-U SEC1000/500U-FT-U | SEC 480 | DC | 480 | -1 | 2 | 2 | Output range:200V-1000V efficiency:Up to 96% Full certification User-friendly ADA Multiple payment methods Support for customization PLUG& CHARGE Hardware 15118-Ready Air cooling output 350A Liquid cooling sustained maximum output 500A
SK Signet | CD40*# / CP60*# | V2 VE 600kW Distributed system | DC | 400 | -1 | -1 | -1 | Two dispensers type or four dispensers type. CCS1 and NACS connectors are supported. "*#" in the end of model number identifies any changes including hardware, option, certifications, and etc.
SK Signet | FC200K-##-## | V2 200kW AIO system | DC | 200 | 2 | -1 | -1 | "xx" in the model number identifies connector type. "B2": Dual CCS1 connector "BH": CCS1 and NACS connector
SK Signet | PC600K-PS-## | PC600K-PS-## | DC | 600 | -1 | -1 | -1 | This is distributed system that can connect up to two 400kW dispensers(Model no: DP400K-xx-PS-yy) ## : Varaiable based on any other options xx : Variable based on connector type(CCS1, NACS) yy : variable based on any other options
StarCharge | DC3200AN147XYZ/ DC2800AN147XYZ/ DC2400AN147XYZ/ DC1800AN147XYZ/ DC1500AN147XYZ/ DC1200AN147XYZ | Titan 320kW | DC | 320 | 2 | -1 | 2 | Dual port.
SWTCH Energy | AXLU111001/48 | AX48 | AC | 11 | 2 | -1 | -1 | Single Port, Standalone network capability; OCA Full and Security certificates under software version V1.00
SWTCH Energy | AXLU191001/80 | AX80 | AC | 19.1 | 2 | -1 | -1 | Single Port, Standalone network capability
SWTCH Energy | EX-1193-1 | SWTCH Lite-On Platinum IC3 80A | AC | 19.2 | 2 | -1 | -1 | Single Port NRTL Listed as EX-1193-1
SWTCH Energy | EX-1193-3 | SWTCH Lite-On Platinum SC3 80A | AC | 19.2 | 2 | -1 | -1 | Single Port NRTL Listed as EX-1193-3
SWTCH Energy | IC3-32A-H-A | SWTCH Lite-On Platinum IC3 | AC | 7.6 | 2 | -1 | -1 | Single Port NRTL Listed as IC3-32A-H-A
SWTCH Energy | SC3-32A-H | SWTCH Lite-On Platinum SC3 | AC | 7.6 | 2 | -1 | -1 | Single Port NRTL Listed as SC3-32A-H
SWTCH Energy | EVH006-48 | Joint Tech 48A | AC | 11.5 | 2 | -1 | -1 | Single port.
TECO-Westinghouse | AXLU111001-40/ AX48-40 | Nexe VersaCharge 30kW | AC | 8.3 | -1 | -1 | -1 | Single Port, Standalone network capability
TECO-Westinghouse | AXLU111001/ AX48 | Nexe VersaCharge 360kW | AC | 11 | -1 | -1 | -1 | Single Port, Standalone network capability
TECO-Westinghouse | DOWU362 | Nexe VersaCharge 120kW | DC | 360 | 2 | -1 | -1 | Power Cabinet. 1x CCS1 connector or 1x CHAdeMO connector. Vetted dispensers are DDWU362T0TE2PN- RW DDWU362T0TE2N7-RW, DDWU362V00E2N7-RW DDWU362U0UE2PN-RW, DDWU362U0UE2N7-RW, DDWU362K0TE2PN-RW, DDWU362K0TE2N7-RW, DDWU362K0UE2PN-RW, DDWU362K0UE2N7-RW, DDWU362G00E2PN-RW, DDWU362G00E2N7-RW, DDWU362K00E2PN-RW, DDWU362K00E2N7-RW, DDWU362U00E2PN-RW, DDWU362U00E2N7-RW, DDWU362T00E2PN-RW, DDWU362T00E2N7-RW, DDWU362V0UE2PN-RW, DDWU362V0UE2N7-RW, DDWU362V0KE2PN-RW, DDWU362V0KE2N7-RW, DDWU362V0TE2PN-RW, DDWU362V0TE2N7-RW, DDWU362V00E2PN-RW.
TECO-Westinghouse | DSWU122 | Nexe VersaCharge 180kW | DC | 120 | 2 | -1 | -1 | 1x CCS1 connector 1x CHAdeMO connector
TECO-Westinghouse | DSWU182 | Nexe VersaCharge 60kW | DC | 180 | -1 | -1 | -1 | 1x CCS1 connector 1x CHAdeMO connector
TECO-Westinghouse | DSWU601 | Nexe VersaCharge 90kW | DC | 60 | 2 | -1 | -1 | 1x CCS1 connector 1x CHAdeMO connector
TECO-Westinghouse | DSWU901 | 0 | DC | 90 | 2 | -1 | -1 | 1x CCS1 connector 1x CHAdeMO connector
TECO-Westinghouse | DWWU301/ DW30 | 0 | DC | 30 | 2 | -1 | -1 | 1x CCS1 connector 1x CHAdeMO connector
Tellus Power | TP-EVPD-120kW (TP5-120-480) | 0 | DC | 120 | 2 | -1 | 2 | Dual Port ; either 2 x CCS or 1x CCS + 1x CHAdeMO or or 1x CCS + 1x NACS or 2 x NACS
Tellus Power | TP-EVPD-160kW (TP5-160-480) | 0 | DC | 160 | -1 | -1 | 2 | Dual Port ; either 2 x CCS or 1x CCS + 1x CHAdeMO or or 1x CCS + 1x NACS or 2 x NACS
Tellus Power | TP-EVPD-180kW (TP5-180-480) | 0 | DC | 180 | 2 | -1 | 2 | Dual Port ; either 2 x CCS or 1x CCS + 1x CHAdeMO or or 1x CCS + 1x NACS or 2 x NACS
Tellus Power | TP-EVPD-200kW (TP5-200-480) | 0 | DC | 200 | -1 | -1 | 2 | Dual Port ; either 2 x CCS or 1x CCS + 1x CHAdeMO or or 1x CCS + 1x NACS or 2 x NACS
Tellus Power | TP-EVPD-240kW (TP5-240-480) | 0 | DC | 240 | -1 | -1 | 2 | Dual Port ; either 2 x CCS or 1x CCS + 1x CHAdeMO or or 1x CCS + 1x NACS or 2 x NACS
Tellus Power | TP-EVPD-300kW (TP5-300-480) | 0 | DC | 300 | 2 | -1 | 2 | Dual Port ; either 2 x CCS or 1x CCS + 1x CHAdeMO or or 1x CCS + 1x NACS or 2 x NACS
Tellus Power | TP-EVPD-360kW (TP5-360-480) | 0 | DC | 360 | -1 | -1 | 2 | Dual Port ; either 2 x CCS or 1x CCS + 1x CHAdeMO or or 1x CCS + 1x NACS or 2 x NACS
Tellus Power | TP-V2G-20-480 | 0 | DC V2G | 20 | -1 | -1 | -1 | Bidirectional charger
Tellus Power | TP-V2G-30-480 | 0 | DC V2G | 30 | -1 | -1 | -1 | Bidirectional charger
Tellus Power | TP-V2G-40-480 | 0 | DC V2G | 40 | -1 | -1 | -1 | Bidirectional charger
Tellus Power | TP-V2G-60-480 | 0 | DC V2G | 60 | -1 | -1 | -1 | Bidirectional charger
Tesla | 1450758 | SuperCharger V3 Cabinet | DC | 387 | 2 | -1 | -1 | Up to 4 ports
Tesla | 1732843 | SuperCharger V4 Post | DC | 250 | 2 | -1 | -1 | Single port
TurnOnGreen | EVP1100-W/CPEVAC-11KW-J17-W EVP1100-WG/CPEVAC-11KW-J17-WG CPEVAC-11KW-S18-# | 0 | AC | 11.4 | 2 | -1 | -1 | Single Port
TurnOnGreen | EVP1100-W/CPEVAC-11KW-J17-W-32 EVP1100-WG/CPEVAC-11KW-J17-WG-32 CPEVAC-11KW-S18-#-32 | 0 | AC | 7.68 | 2 | -1 | -1 | Single Port
TurnOnGreen | EVP700-W/CPEVAC-7KW-J17-W/ EVP700-G/CPEVAC-7KW-J17-G CPEVAC-7KW-S17-# | 0 | AC | 7.6 | -1 | -1 | -1 | Single Port
TurnOnGreen | FSP1200/CPEVDC-120KW-# | FSP1200 | DC | 120 | -1 | -1 | -1 | Single Port, CCS connector
TurnOnGreen | FSP300/CPEVDC-30KW-# | FSP300 | DC | 30 | -1 | -1 | -1 | Single Port, CCS connector
TurnOnGreen | FSP600/CPEVDC-60KW-# | FSP600 | DC | 60 | -1 | -1 | -1 | Single Port, CCS connector
Wallbox | DCF3-3*[x]-8[yyyyyyy]-[zzz] | Supernova | DC | 180 | -1 | 2 | 2 | Dual port. * = 0 is 180kW max model, 1 is 120kW max model, 2 is 60kW max model; [x]: one digit numeric 0-9; [yyyyyyy]: seven digits numeric 0-9; [zzz]: three digits alphanumeric 0-9 and/or A-F
Wallbox | PUP3-#-#-6-#-##-#-40 | Pulsar Pro 48A-40 | AC | 9.6 | 2 | -1 | -1 | # is a hold for cable length, connector type, power supply version, custom, and color. Payment terminal requirements aren't met by charger independently. We do allow integration with EVSP that have cloud-to-cloud integrations with payment terminals or kiosks. Examples can be provided.
Wallbox | PUP3-#-#-6-#-##-# | Pulsar Pro 48A | AC | 11.5 | 2 | -1 | -1 | # is a hold for cable length, connector type, power supply version, custom, and color. Payment terminal requirements aren't met by charger independently. We do allow integration with EVSP that have cloud-to-cloud integrations with payment terminals or kiosks. Examples can be provided.
XCharge | C6AM150XX | C6AM150XX | DC | 150 | 2 | -1 | 2 | Standalone DCFC, no HPC needed, runs off its own power
XCharge | C6AM200XX (125kW) | C6AM200XX (125kW) | DC | 125 | 2 | -1 | 2 | Runs on 208 3P power, standalone DCFC
XCharge | C6AM90XX | C6AM90XX | DC | 95 | 2 | -1 | 2 | Runs on 208 3P power, standalone DCFC
Xcharge | C7AM-240-CC / C7AM-240-LQ- CC | C7AM | DC | 240 | 2 | -1 | -1 | Dual port DCFC (up to 400kW), available with both CCS1 and NACS (liquid or air cooled cable)
Xcharge | C7AM-280-CC / C7AM-280-LQ-CC | C7AM | DC | 280 | 2 | -1 | -1 | Dual port DCFC (up to 400kW), available with both CCS1 and NACS (liquid or air cooled cable)
Xcharge | C7AM-320-CC / C7AM-320-LQ-CC | C7AM | DC | 320 | 2 | -1 | -1 | Dual port DCFC (up to 400kW), available with both CCS1 and NACS (liquid or air cooled cable)
Xcharge | C7AM-360-CC / C7AM-360-LQ-CC | C7AM | DC | 360 | 2 | -1 | -1 | Dual port DCFC (up to 400kW), available with both CCS1 and NACS (liquid or air cooled cable)
Xcharge | C7AM-400-CC / C7AM-400-LQ-CC | C7AM | DC | 400 | -1 | -1 | -1 | Dual port DCFC (up to 400kW), available with both CCS1 and NACS (liquid or air cooled cable)
XCharge | NZS/2215, NZS/430 | GridLink 01, GridLink 02 | DC | 194 | -1 | -1 | -1 | All-in-one battery-integrated storage system delivering dual-port DC fast charging up to 194 kW with CCS1 and NACS, requiring minimal grid power for flexible, high-performance deployment.
Xiamen Topstar Co., LTD | TSEA240V/32AUS | TSEA240V/##AUS | AC | 7.6 | 2 | -1 | 2 | Single port.
Xiamen Topstar Co., LTD | TSEA240V/40AUS | TSEA240V/##AUS | AC | 9.6 | 2 | -1 | 2 | Single port.
Xiamen Topstar Co., LTD | TSEA240V/48AUS | TSEA240V/##AUS | AC | 11.5 | 2 | -1 | 2 | Single port.
Xiamen Topstar Co., LTD | TSEA240V/80AUS | TSEA240V/##AUS | AC | 19.2 | 2 | -1 | 2 | Single port.
Xiamen Topstar Co., LTD | TSED240V/32A2US | TSED240V/##A2US | AC | 7.6 | 2 | -1 | 2 | Dual port.
Xiamen Topstar Co., LTD | TSED240V/40A2US | TSED240V/##A2US | AC | 9.6 | 2 | -1 | 2 | Dual port.
Xiamen Topstar Co., LTD | TSED240V/48A2US | TSED240V/##A2US | AC | 11.5 | 2 | -1 | 2 | Dual port.
Xiamen Topstar Co., LTD | TSED240V/80A2US | TSED240V/##A2US | AC | 19.2 | 2 | -1 | 2 | Dual port.
Zerova | AXLU111001-40/ AX48-40 | AX48-40 | AC | 8.3 | -1 | -1 | -1 | Single Port, Standalone network capability
Zerova | AXLU111001/ AX48 | AX48 | AC | 11 | 2 | -1 | -1 | Single Port, Standalone network capability; OCA Full and Security certificates under software version V1.00
Zerova | AXLU191001/ AX80 | AX80 | AC | 19.1 | 2 | -1 | -1 | Single Port, Standalone network capability
Zerova | DD3.0/3.5 Dispenser: DDWU362/DDWA362 | DO/DD Series: DD3.0/3.5 Dispenser | DC | 360 | 2 | -1 | 2 | 0
Zerova | DO360: DOWU362/DOWA362 | DO/DD Series: DO360 | DC | 360 | 2 | -1 | -1 | Power Cabinet. 1x CCS1 connector or 1x CHAdeMO connector. Vetted dispensers are DDWU362T0TE2PN- RW DDWU362T0TE2N7-RW, DDWU362V00E2N7-RW DDWU362U0UE2PN-RW, DDWU362U0UE2N7-RW, DDWU362K0TE2PN-RW, DDWU362K0TE2N7-RW, DDWU362K0UE2PN-RW, DDWU362K0UE2N7-RW, DDWU362G00E2PN-RW, DDWU362G00E2N7-RW, DDWU362K00E2PN-RW, DDWU362K00E2N7-RW, DDWU362U00E2PN-RW, DDWU362U00E2N7-RW, DDWU362T00E2PN-RW, DDWU362T00E2N7-RW, DDWU362V0UE2PN-RW, DDWU362V0UE2N7-RW, DDWU362V0KE2PN-RW, DDWU362V0KE2N7-RW, DDWU362V0TE2PN-RW, DDWU362V0TE2N7-RW, DDWU362V00E2PN-RW.
Zerova | DQ480: DQWU482/DQWA482 | DQ Series: DQ480 | DC | 480 | -1 | -1 | 2 | Configurable to four or two cables
Zerova | DQWA242 | DQ240 | DC | 240 | 2 | -1 | -1 | Configurable to four or two cables
Zerova | DQWA360 | DQ360 | DC | 360 | -1 | -1 | -1 | Configurable to four or two cables
Zerova | DS120: DSWU122/DSWA122 | DS Series: DS120 | DC | 120 | 2 | -1 | -1 | 1x CCS1 connector 1x CHAdeMO connector
Zerova | DS150: DSWU152/DSWA152 | DS Series: DS150 | DC | 150 | 2 | -1 | -1 | 1x CCS1 connector 1x CHAdeMO connector
Zerova | DS180: DSWU182/DSWA182 | DS Series: DS180 | DC | 180 | -1 | -1 | -1 | 1x CCS1 connector 1x CHAdeMO connector; OCA Full and Security certificates under software version V1.00
Zerova | DS60: DSWU601/DSWA601/SF##601 | DS Series: DS60/SF60 | DC | 60 | 2 | -1 | 2 | 1x CCS1 connector 1x CHAdeMO connector
Zerova | DS90: DSWU901/DSWA901 | DS Series: DS90 | DC | 90 | 2 | -1 | -1 | 1x CCS1 connector 1x CHAdeMO connector
Zerova | DT240: DTWA240 | DT Series: DT240 | DC | 240 | -1 | -1 | -1 | Configurable to four or two cables
Zerova | DW30: DWWU301/DWWA301 | DW Series: DW30 | DC | 30 | 2 | -1 | -1 | 1x CCS1 connector 1x CHAdeMO connector
Zerova | DZ480: DZWU482/DEZWA482 | DZ Series: DZ480 | DC | 480 | -1 | -1 | -1 | Configurable to two, four, or six cables

## Massachusetts (hidden)
Massachusetts Approved Product List
Updated February 6, 2026
Alternating Current (AC) Chargers | [6 empty] | Direct Current (DC) Fast Chargers
NOTE: These EVSE meet Eversource, National Grid, and Unitil program requirements. Please note OCPP is required for non-MUD applications. For complete product details, see the Full List tab. | [6 empty] | NOTE: These EVSE meet Eversource, National Grid, and Unitil program requirements. For DCFC below 50kW, please check with the utility for eligibility requirements. For complete product details, see the Full List tab.
Brand | Model Number | Model Name | Type | Max Power (kW) | OCPP 1.6 Capable | Notes | Brand | Model | Model Name | Type | Max Power (kW) | Notes
ABB | 6AGC081291 | Terra AC Wallbox UL TAC-W19-P8-RD-MCD-0 | AC | 19.2 | 1 | 0 | ABB | A400 | A400 | DC | 400 | Dual port.
ABB | 6AGC082553 | Terra AC Wallbox UL TAC-W9-P8-RD-MCD-0 | AC | 9.6 | 1 | 0 | ABB | C50S#NA### | C50 | DC | 50 | Dual port.
ABM eMobility | AC19L Exceed | ABM AC19L Exceed | AC | 19 | 1 | Single Port, Standalone network capability | ABB | HVC 150-C | HVC-C | DC | 150 | The HVC150-C is a depot style charger that can have up to 3 CCS1 depot boxes charging sequentially.
ABM eMobility | AC7L | ABM AC7L | AC | 7 | 1 | Single Port, Standalone network capability | ABB | HVC200-4D/2D | HVC-C | DC | 200 | Each power level can connect to a max of 4 Charging Interfaces (Ports). Each of which may be a CCS1 or Pantographs. NRTL certficate covers the pantograph for the product as well.
ATG Electronics | ATG-C01-40A | Commercial EV Charger | AC | 9.6 | 1 | Single port | ABB | HVC300-4D/2D | HVC-C | DC | 300 | Each power level can connect to a max of 4 Charging Interfaces (Ports). Each of which may be a CCS1 or Pantographs. NRTL certficate covers the pantograph for the product as well.
ATG Electronics | ATG-C01-48A | Commercial EV Charger | AC | 11.5 | 1 | Single port | ABB | HVC360-4D/2D | HVC-C | DC | 360 | Each power level can connect to a max of 4 Charging Interfaces (Ports). Each of which may be a CCS1 or Pantographs. NRTL certficate covers the pantograph for the product as well.
Autel | AC W12-L-4G | AC Elite | AC | 12 | 1 | Single Port ; OCPP Full Certificate with software version V1.13.97 | Alpitronic | HYC400-1 | Hypercharger | DC | 100 | 1-4 Ports
Autel | MAXI US AC LW10-N14 | AC Lite | AC | 9.6 | 1 | Single port. NEMA 14-50 plug. Separate holster. | Alpitronic | HYC400-2 | Hypercharger | DC | 200 | 1-4 Ports
Autel | MAXI US AC LW12 | AC Lite | AC | 12 | 1 | Single port. NEMA 14-50 plug. Separate holster. | Alpitronic | HYC400-3 | Hypercharger | DC | 300 | 1-4 Ports
Autel | MAXI US AC W10-N14 | AC Elite Home | AC | 9.6 | 1 | Single port. NEMA 14-50 plug. Separate holster. | Alpitronic | HYC400-4 | Hypercharger | DC | 400 | 1-4 Ports
Autel | MAXI US AC W10-N14-H | AC Elite Home | AC | 9.6 | 1 | Single port. NEMA 14-50 plug. Separate holster. | Alpitronic | HYC50 | Hypercharger | DC | 50 | 1-2 Ports
Autel | MAXI US AC W10-N6 | AC Elite Home | AC | 9.6 | 1 | Single port. NEMA 14-50 plug. Separate holster. | Autel | DC Compact - UW040A2501 | DC Compact | DC | 40 | Dual Port.
Autel | MAXI US AC W10-N6-H | AC Elite Home | AC | 9.6 | 1 | Single port. NEMA 14-50 plug. Separate holster. | Autel | DC HiPower | DC HiPower | DC | 640 | The DC HiPower has a power cabinet with dispenser set up. It comes in 320, 480, or 640kW options and can be purchased with 2, 4, 6, or 8 ports depending on the number of dispensers.
Autel | MAXI US AC W12 | AC Elite Home | AC | 12 | 1 | Single port. NEMA 14-50 plug. Separate holster. | Autel | MaxiCharger DH480 | MaxiCharger DH480 | DC | 480 | Dual or quad port.
Autel | MAXI US AC W12-H | AC Elite Home | AC | 12 | 1 | Single port. NEMA 14-50 plug. Separate holster. | Autel | MaxiCharger DH400 | MaxiCharger DH400 | DC | 400 | Dual or quad port.
Autel | Maxi UW19C002 | MaxiCharger AC Pro 80A | AC | 19.2 | 1 | Single port. | Autel | MaxiCharger DH360 | MaxiCharger DH360 | DC | 360 | Dual or quad port.
Autel | Maxi UW19CJ02 | MaxiCharger AC 80A | AC | 19.2 | 1 | Single port. | Autel | MaxiCharger DH300 | MaxiCharger DH300 | DC | 300 | Dual or quad port.
Autel | Maxi UW19L002 | MaxiCharger AC Pro 80A | AC | 19.2 | 1 | Single port. | Autel | UF060A3001 | Maxicharger DC Fast 60kW | DC | 60 | Single or dual port
Autel | Maxi UW19LB02 | MaxiCharger AC 80A | AC | 19.2 | 1 | Single port. | Autel | UF080A3001 | Maxicharger DC Fast 80kW | DC | 80 | Single or dual port
Autel | Maxi UW19LJ02 | MaxiCharger AC 80A | AC | 19.2 | 1 | Single port. | Autel | UF100A3001 | Maxicharger DC Fast 100kW | DC | 100 | Single or dual port
Autel | UF####001 | AC Ultra | AC | 19.2 | 1 | Single Port or Dual Port. No credit card reader | Autel | UF120A3001 | Maxicharger DC Fast 120kW | DC | 120 | Single or dual port
Autel | UF####101 | AC Ultra | AC | 19.2 | 1 | Single Port or Dual Port | Autel | UF140A4001 | Maxicharger DC Fast 140kW | DC | 140 | Single or dual port
Autel | UW12-J0610CA0002 | MaxiCharger AC Single | AC | 12 | 1 | Single port. | Autel | UF160A4001 | Maxicharger DC Fast 160kW | DC | 160 | Single or dual port
Autel | UW12-J0650CA0002 | MaxiCharger AC Single | AC | 12 | 1 | Single port. | Autel | UF180A4001 | Maxicharger DC Fast 180kW | DC | 180 | Single or dual port
Blink | 780 | Series 7 ISO Single | AC | 19.2 | 1 | Single port. | Autel | UF200A4001 | Maxicharger DC Fast 200kW | DC | 200 | Single or dual port
Blink | 780 (40A) | Series 7 ISO (Enhanced) | AC | 9.6 | 1 | Dual Port, Standalone network capability | Autel | UF220A4001 | Maxicharger DC Fast 220kW | DC | 220 | Single or dual port
Blink | 780 (48A) | Series 7 ISO (Enhanced) | AC | 11.52 | 1 | Dual Port, Standalone network capability | Autel | UF240A4001 | Maxicharger DC Fast 240kW | DC | 240 | Single or dual port
Blink | 780 Series | Series 7 ISO Plus | AC | 19.2 | 1 | Dual Port, Standalone network capability | Blink | 9100 | Series 9 | DC | 40 | Single port.
Blink | 880 (40A) | Series 8 ISO (Enhanced) | AC | 9.6 | 1 | Single or dual Port, Standalone network capability | Blink | 01-0568 | Blink 300kW | DC | 300 | Dual Port ; either 2 x CCS or 1x CCS + 1x CHAdeMO or or 1x CCS + 1x NACS or 2 x NACS
Blink | 880 (48A) | Series 8 ISO (Enhanced) | AC | 11.52 | 1 | Dual Port, Standalone network capability | Blink | 01-0569 | Blink 360kW | DC | 360 | Dual Port ; either 2 x CCS or 1x CCS + 1x CHAdeMO or or 1x CCS + 1x NACS or 2 x NACS
Blink | 880 (80A) | Series 8 ISO Plus | AC | 19.2 | 1 | Dual Port, Standalone network capability | Blink | 01-0578 | Blink 180kW | DC | 180 | Dual Port ; either 2 x CCS or 1x CCS + 1x CHAdeMO or or 1x CCS + 1x NACS or 2 x NACS
Blink | IQW2-80U-M1-R2-N-25 (Advanced-LTE) Part Number 01-0207-LTE (IQ 200 Advanced) | IQ 200 Advanced | AC | 19.2 | 1 | Single Port | Blink | 01-0581 | Blink 240kW | DC | 240 | Dual Port ; either 2 x CCS or 1x CCS + 1x CHAdeMO or or 1x CCS + 1x NACS or 2 x NACS
Blink | IQW2-80U-M3-R3-N-25 (Advanced- LTE- W) Part Number 01-0207-LTE | IQ 200 Advanced | AC | 19.2 | 1 | Single Port | Blink | 200-000320-A | Blink 200kW | DC | 200 | Dual Port ; either 2 x CCS or 1x CCS + 1x CHAdeMO or or 1x CCS + 1x NACS or 2 x NACS
breezEV | EVC-L2-48A-L1-1-4G-D-AU-L-# | SMART CONNECTED LEVEL 2 EV CHARGING STATION | AC | 11.2 | 1 | 48A Max Charger, Screen, RFID, 4G Cellular, Wall-Mount, AmpUp LITE Plan, # determines plan length | Blink | C50####### C80####### | C-Series | DC | 600 | Up to 8 ports. Kempower Power Unit supplies DC power to various distributed dispenser ouputs including but not limited to the Kempower Satellite (offers single or dual port configurations), the Kempower Liquid Cooled Satellite, etc.. Details about qualifications relevant to each variant is detailed in the corresponding notes section.
breezEV | EVC-L2-P80-18-AP# | P80 - 80AMP Level 2 Charger | AC | 19.2 | 1 | Single port. Last character denotes years of AmpUp Pro Software included | BorgWarner | RES-DCVC125-480-V2G | EV DC Fast Charging Power Conversion System (PCS) 125kW | DC V2G | 125 | Power Cabinet, Firmware 603/0A16, Checksum A6AB Approved dispensers are RES-D2-CS20, 1x CCS1 connector and RES-D3-CS20, 1x CCS1 connector
BTC Power | EVP-2001-32-# | L2W-32-240-##-### | AC | 7.68 | 1 | Single port. BTC Power Hardware is network/backend agnostic, but also provide our own basic network option if needed | BorgWarner | RES-DCVC60-480-V2G | EV DC Fast Charging Power Conversion System (PCS) 125kW | DC V2G | 60 | Approved dispensers are RES-D2-CS20-V2G, 1x CCS1 connector and RES-D3-CS20-V2G, 1x CCS1 connector
BTC Power | EVP-2001-48-# | L2W-48-240-##-### | AC | 11.52 | 1 | Single port. BTC Power Hardware is network/backend agnostic, but also provide our own basic network option if needed | BTC Power | HPCD6-500-05-005 | 0 | DC | 360 | Can power up to 4 dual port Fleet Dispensers to 1 Power Cabinet and charge sequentially. can charge up to 8 vehicles sequentially as a result.
BTC Power | EVP-2001-80-# | L2W-80-240-##-### | AC | 19.2 | 1 | Single port. BTC Power Hardware is network/backend agnostic, but also provide our own basic network option if needed | BTC Power | HPCD7-350-###-01# | Gen4 Public Dispenser | DC | 360 | BTC Power Hardware is network/backend agnostic, but also provide our own basic network option if needed
BTC Power | EVP-2002-32-# | L2P-32-240-##-### | AC | 7.68 | 1 | Dual port. BTC Power Hardware is network/backend agnostic, but also provide our own basic network option if needed | BTC Power | HPCT3-###-480-# / HPCD7-500-###-01# | Gen4 Public Dispenser | DC | 360 | BTC Power Hardware is network/backend agnostic, but also provide our own basic network option if needed
BTC Power | EVP-2002-48-# | L2P-48-240-##-### | AC | 11.52 | 1 | Dual port. BTC Power Hardware is network/backend agnostic, but also provide our own basic network option if needed | CENNTRO | DCC190C190 | DC Electric Vehicle Charging Station | DC | 180 | Dual port.
BTC Power | EVP-2002-80-# | L2P-80-240-##-### | AC | 19.2 | 1 | Dual port. BTC Power Hardware is network/backend agnostic, but also provide our own basic network option if needed | CHAEVI | CV-3FD120P-IUL3 | SONIC (120kW) (3 Phase, 3 Wire) | DC | 120 | Dual port. Stand-Alone Equipment 120,150,180kW Serial-UL listed. Dynamic Load Balancing Available. NACS Cable Adaptable
ChargePoint | CP6####-50A-L## | 6000 Series | AC | 12 | 1 | CP6000 family, NA, AC Station, 1 or 2 x Type 1 Cable, 50A or 80A, 1-Phase, 18' or 23' Cable, 6' or 8' Cable Management Kit, Pedestal or Wall Mount, 8" Touch Display, Contactless Credit Card and RFID Reader, Cellular/Wi-Fi, UL, Power Share Jumper, 1YR Parts Warranty, Optional credit card reader | CHAEVI | CV-3FD150P-IUL3 | SONIC (150kW) (3 Phase, 3 Wire) | DC | 150 | Dual port. Stand-Alone Equipment 120,150,180kW Serial-UL listed. Dynamic Load Balancing Available. NACS Cable Adaptable
ChargePoint | CP6####-80A-L## | 6000 Series | AC | 19.2 | 1 | CP6000 family, NA, AC Station, 1 or 2 x Type 1 Cable, 50A or 80A, 1-Phase, 18' or 23' Cable, 6' or 8' Cable Management Kit, Pedestal or Wall Mount, 8" Touch Display, Contactless Credit Card and RFID Reader, Cellular/Wi-Fi, UL, Power Share Jumper, 1YR Parts Warranty, Optional credit card reader | CHAEVI | CV-3FD180P-IUL3 | SONIC (180kW) (3 Phase, 3 Wire) | DC | 180 | Dual port. Stand-Alone Equipment 120,150,180kW Serial-UL listed. Dynamic Load Balancing Available. NACS Cable Adaptable
ChargePoint | CPF50- L##-****** | CPF50 | AC | 12 | 1 | CPF50 family, Single or Dual Port, Pedestal or Wall Mount, 50A, Type 1, Cable 18' or 23', Single Phase Charger, Cable Management Kit optional | CHAEVI | CV-3FD120P-IUL | SONIC (120kW) (3 Phase, 4 Wire) | DC | 120 | Dual port. Stand-Alone Equipment 120,150,180kW Serial-UL listed. Dynamic Load Balancing Available. NACS Cable Adaptable
ChargePoint | CPH50 | Home Flex | AC | 12 | -1 | CPH50 Dedicated Residential Charger, Single Port, J1772 or NACS, Wall Mount, 50A, Cable 18' or 23', Single Phase Charger | CHAEVI | CV-3FD150P-IUL | SONIC (150kW) (3 Phase, 4 Wire) | DC | 150 | Dual port. Stand-Alone Equipment 120,150,180kW Serial-UL listed. Dynamic Load Balancing Available. NACS Cable Adaptable
ChargePoint | CT40##-GW1-*****## | CT4000 | AC | 7.2 | 1 | CT4000 family, NA, AC Station, 1 or 2 x Type 1 Cable, 30A, 1-Phase, 18' or 23' Cable, 6' or 8' Cable Management Kit, Pedestal or Wall Mount, 5.7" Display, Contactless Credit Card and RFID Reader | CHAEVI | CV-3FD180P-IUL | SONIC (180kW) (3 Phase, 4 Wire) | DC | 180 | Dual port. Stand-Alone Equipment 120,150,180kW Serial-UL listed. Dynamic Load Balancing Available. NACS Cable Adaptable
ChargeSmart EV | CSEV-AC-#P | 0 | AC | 19.2 | 1 | Single Port or Dual Port. No credit card reader | CHAEVI | CV-3UD403P-NCC3 (CCS1/CCS1) | SUPERSONIC | DC | 400 | All-in-One Equipment - UL, CTEP listed - Dynamic Load Balancing Available - CCS/NACS Cable
ChargeTronix | CTC-CAC80 | FLUX AC | AC | 19.2 | 1 | Single or double port. | CHAEVI | CV-3UD403P-NCN3 (CCS1/NACS) | SUPERSONIC | DC | 400 | All-in-One Equipment - UL, CTEP listed - Dynamic Load Balancing Available - CCS/NACS Cable
ChargeTronix | CTX-C32-240-1 | FLUX AC 32A | AC | 7.6 | 1 | Single port. | CHAEVI | DCV-3FD120-ICN | DUOCONIC (120kW) | DC | 120 | Dual port. Stand-Alone Equipment 120,150,180kW Serial-UL listed. Dynamic Load Balancing Available
ChargeTronix | CTX-C40-240-1 | FLUX AC 40A | AC | 9.6 | 1 | Single port | CHAEVI | DCV-3FD150-ICN | DUOCONIC (150kW) | DC | 150 | Dual port. Stand-Alone Equipment 120,150,180kW Serial-UL listed. Dynamic Load Balancing Available
ChargeTronix | CTX-C40-240-2 | FLUX AC Dual 40A | AC | 19.2 | 1 | Dual port. | CHAEVI | DCV-3FD180-ICN | DUOCONIC (180kW) | DC | 180 | Dual port. Stand-Alone Equipment 120,150,180kW Serial-UL listed. Dynamic Load Balancing Available
ChargeTronix | CTX-C48-240-1 | FLUX AC 48A | AC | 11.5 | 1 | Single port. | Charge America | MCS1200 | MCS 4x16 Power Cabinet | DC | 1200 | Allows 5 CCS and 1 MCS connector as well as de-rated configuration with 1, 2, … 5 CCS ports and 0 or 1 MCS port (subject for additional certification)
ChargeTronix | CTX-C80-240-1 | FLUX AC Single 80A | AC | 19.2 | 1 | Single port. | ChargePoint | CPE250C-625-CCS1-200A-**** | Express 250 | DC | 62.5 | ChargePoint Express 250 Station (62.5 kW) - includes Express 250 Station, 2x Power Modules, 1x CCS1 200A cable, 1x CHAdeMO cable or NACS, North America Modem/SIM, cUL and UL listed, requires CPE250-CMT-IMPERIAL in US, CPE250-CMT-METRIC in Canada. CPE250-CMT-IMPERIAL/METRIC not included. FWHA and FTA compliant models available as well as with integrated EMV Chip Reader terminal.
ChargeTronix | CTX-C80-240-2 | FLUX AC Dual 80A | AC | 19.2 | 1 | Dual port. | ChargePoint | CPE280-800-NA | Express 280 DC Fast Charging Station | DC | 160 | [Paired Unit] ChargePoint Express 280 Station (80 kW) - includes Express 280 Station, 2x Power Modules, 1 or 2 connectors including CCS1, CHAdeMO, NACS. North America Modem/SIM, cUL and UL listed, FWHA and FTA compliant models available.
ChargeTronix | CTX-CAC48 | FLUX AC | AC | 11.6 | 1 | Single port. | ChargePoint | CPE280-800-NA | Express 280 DC Fast Charging Station | DC | 80 | [Single Unit] ChargePoint Express 280 Station (80 kW) - includes Express 280 Station, 2x Power Modules, 1 or 2 connectors including CCS1, CHAdeMO, NACS. North America Modem/SIM, cUL and UL listed, FWHA and FTA compliant models available.
Chargie | CH-L-48-PRAC-1-18 | 0 | AC | 11.52 | 1 | 0 | ChargePoint | CPE280-800-NA-CHIP | Express 280 DC Fast Charging Station | DC | 160 | [Paired Unit, Credit Card Reader sku] ChargePoint Express 280 Station (80 kW) - includes Express 280 Station, 2x Power Modules, 1 or 2 connectors including CCS1, CHAdeMO, NACS. North America Modem/SIM, cUL and UL listed, FWHA and FTA compliant models available.
Chargie | CH-L-48-PRAC-1-18-32 | 0 | AC | 7.68 | 1 | 0 | ChargePoint | CPE280-800-NA-CHIP | Express 280 DC Fast Charging Station | DC | 80 | [Single Unit, Credit Card Reader sku] ChargePoint Express 280 Station (80 kW) - includes Express 280 Station, 2x Power Modules, 1 or 2 connectors including CCS1, CHAdeMO, NACS. North America Modem/SIM, cUL and UL listed, FWHA and FTA compliant models available.
Chargie | CH-L-48-PRAC-1-18-40 | 0 | AC | 9.6 | 1 | 0 | ChargePoint | CPE280-800-NA-FHWA | Express 280 DC Fast Charging Station | DC | 160 | [Paired Unit, FHWA sku] ChargePoint Express 280 Station (80 kW) - includes Express 280 Station, 2x Power Modules, 1 or 2 connectors including CCS1, CHAdeMO, NACS. North America Modem/SIM, cUL and UL listed, FWHA and FTA compliant models available.
Chargie | CH-L-48-PRACT-1-25 | 0 | AC | 11.52 | 1 | 0 | ChargePoint | CPE280-800-NA-FHWA | Express 280 DC Fast Charging Station | DC | 80 | [Single Unit, FHWA sku] ChargePoint Express 280 Station (80 kW) - includes Express 280 Station, 2x Power Modules, 1 or 2 connectors including CCS1, CHAdeMO, NACS. North America Modem/SIM, cUL and UL listed, FWHA and FTA compliant models available.
Chargie | CH-L-48-PRACT-1-25-32 | 0 | AC | 7.68 | 1 | 0 | ChargePoint | Express Plus 1000 Power Block: CPPB0001*** PM1.5 43-001200-** EXPP-PL10##*-#*#*#-#*#*#-*** | Express Plus | DC | 500 | Express Plus system includes Power Block, Power Modules, and Power Link 1000 series; Used for Fleet or Commercial.
Chargie | CH-L-48-PRACT-1-25-40 | 0 | AC | 9.6 | 1 | 0 | ChargePoint | Express Plus 2000 (EXPP-PL20##-CHIP) | Express Plus | DC | 500 | [CHIP sku]Express Plus system includes Power Block, Power Modules, and Power Link 2000 series; Each Power Link Dispenser can include 1 or 2 connctor including CCS, NACS, or CHAdeMO
CyberSwitching | CSE4-4G-BL | CSE4 | AC | 11.5 | 1 | Single Port | ChargePoint | Express Plus 2000 (EXPP-PL20##-FHWA) | Express Plus | DC | 500 | [FHWA sku] Express Plus system includes Power Block, Power Modules, and Power Link 2000 series; Each Power Link Dispenser can include 1 or 2 connctor including CCS, NACS, or CHAdeMO
CyberSwitching | CSE1-4G-BL | CSE1 | AC | 11.5 | 1 | Single Port | ChargePoint | Express Plus 2000 (EXPP-PL20##) | Express Plus | DC | 500 | Express Plus system includes Power Block, Power Modules, and Power Link 2000 series; Each Power Link Dispenser can include 1 or 2 connctor including CCS, NACS, or CHAdeMO
CyberSwitching | CSE1-4G-BL-40 | CSE1 | AC | 7.5 | 1 | Single Port | ChargeSmart EV | CSEV-DC060 | 0 | DC | 60 | Single or dual port
CyberSwitching | CSE1-WIFI-BL | CSE1 | AC | 11.5 | 1 | Single Port | ChargeSmart EV | CSEV-DC080 | 0 | DC | 80 | Single or dual port
Eaton | CP6####-50A-L##-ETN | 6000 Series | AC | 12 | 1 | CP6000 family, NA, AC Station, 1 or 2 x Type 1 Cable, 50A or 80A, 1-Phase, 18' or 23' Cable, 6' or 8' Cable Management Kit, Pedestal or Wall Mount, 8" Touch Display, Contactless Credit Card and RFID Reader, Cellular/Wi-Fi, UL, Power Share Jumper, 1YR Parts Warranty, Optional credit card reader | ChargeSmart EV | CSEV-DC100 | 0 | DC | 100 | Single or dual port
Eaton | CP6####-80A-L##-ETN | 6000 Series | AC | 19.2 | 1 | CP6000 family, NA, AC Station, 1 or 2 x Type 1 Cable, 50A or 80A, 1-Phase, 18' or 23' Cable, 6' or 8' Cable Management Kit, Pedestal or Wall Mount, 8" Touch Display, Contactless Credit Card and RFID Reader, Cellular/Wi-Fi, UL, Power Share Jumper, 1YR Parts Warranty, Optional credit card reader | ChargeSmart EV | CSEV-DC120 | 0 | DC | 120 | Single or dual port
Eaton | CPF50- L##-******-ETN | CPF50 | AC | 12 | 1 | CPF50 family, Single or Dual Port, Pedestal or Wall Mount, 50A, Type 1, Cable 18' or 23', Single Phase Charger, Cable Management Kit optional | ChargeSmart EV | CSEV-DC140 | 0 | DC | 140 | Single or dual port
Eaton | CPH50-ETN | Home Flex | AC | 12 | -1 | CPH50 Dedicated Residential Charger, Single Port, J1772 or NACS, Wall Mount, 50A, Cable 18' or 23', Single Phase Charger | ChargeSmart EV | CSEV-DC160 | 0 | DC | 160 | Single or dual port
Eaton | CT40##-GW1-*****##-ETN | CT4000 | AC | 7.2 | 1 | CT4000 family, NA, AC Station, 1 or 2 x Type 1 Cable, 30A, 1-Phase, 18' or 23' Cable, 6' or 8' Cable Management Kit, Pedestal or Wall Mount, 5.7" Display, Contactless Credit Card and RFID Reader | ChargeSmart EV | CSEV-DC180 | 0 | DC | 180 | Single or dual port
Eaton | GMEV32BAB-DC / GMEV32BR-DC / GMEV32BAB-JB / GMEV32BR-JB / GMEV32BR-WC / GMEV32BR-WCPL GMEV32XXX-XXXX | Green Motion EV Charger | AC | 7.7 | 1 | 0 | ChargeSmart EV | CSEV-DC200 | 0 | DC | 200 | Single or dual port
Eaton | GMEV40CIE1B-WC/ GMEV40CIC1B-WC | Green Motion EV Charger | AC | 9.6 | 1 | 0 | ChargeSmart EV | CSEV-DC220 | 0 | DC | 220 | Single or dual port
Eaton | GMEV40CME1B-WC/ GMEV40CMC1B-WC/ GMEV40CMX1B-WC | Green Motion EV Charger | AC | 9.6 | 1 | 0 | ChargeSmart EV | CSEV-DC240 | 0 | DC | 240 | Single or dual port
Eaton | GMEV48CMC1-WC | Green Motion Building Pro | AC | 11.5 | 1 | Single port. | ChargeSmart EV | CSEV-DCHi | 0 | DC | 640 | The CSEV-DCHi has a power cabinet with dispenser set up. It comes in 320, 480, or 640kW options and can be purchased with 2, 4, 6, or 8 ports depending on the number of dispensers.
Eaton | GMEV48CME1-WC | Green Motion Building Pro | AC | 11.5 | 1 | Single port. | ChargeTronix | CTX-AiO-120 | Apex 120kW DCFC | DC | 120 | Dual port.
Eaton | GMEV80CIE1B-WC/ GMEV80CIC1B-WC | Green Motion EV Charger | AC | 19.2 | 1 | 0 | ChargeTronix | CTX-AiO-160 | Apex 160kW DCFC | DC | 160 | Dual port.
Eaton | GMEV80CMC1-WC | Green Motion Fleet Pro | AC | 19.2 | 1 | Single port. | ChargeTronix | CTX-AiO-240 | Apex 240kW DCFC | DC | 240 | Dual port.
Eaton | GMEV80CMC1B-AA | Green Motion EV Charger | AC | 19.2 | 1 | AB Phasing/Cellular | ChargeTronix | CTX-AiO-60 | Apex 60kW DCFC | DC | 60 | Dual port.
Eaton | GMEV80CMC1B-AB | Green Motion EV Charger | AC | 19.2 | 1 | BC Phasing/Cellular | ChargeTronix | TP-EVPD-160kW | 160kW DCFC | DC | 160 | Dual Port ; either 2 x CCS or 1x CCS + 1x CHAdeMO or or 1x CCS + 1x NACS or 2 x NACS
Eaton | GMEV80CMC1B-AC | Green Motion EV Charger | AC | 19.2 | 1 | CA Phasing/Cellular | ChargeTronix | TP-EVPD-180kW | 180kW DCFC | DC | 180 | Dual Port ; either 2 x CCS or 1x CCS + 1x CHAdeMO or or 1x CCS + 1x NACS or 2 x NACS
Eaton | GMEV80CME1-WC | Green Motion Fleet Pro | AC | 19.2 | 1 | Single port. | ChargeTronix | TP-EVPD-200kW | 200kW | DC | 200 | Dual Port ; either 2 x CCS or 1x CCS + 1x CHAdeMO or or 1x CCS + 1x NACS or 2 x NACS
Eaton | GMEV80CME1B-AA | Green Motion EV Charger | AC | 19.2 | 1 | AB Phasing/Wi-Fi | ChargeTronix | TP-EVPD-240kW | 240kW DCFC | DC | 240 | Dual Port ; either 2 x CCS or 1x CCS + 1x CHAdeMO or or 1x CCS + 1x NACS or 2 x NACS
Eaton | GMEV80CME1B-AB | Green Motion EV Charger | AC | 19.2 | 1 | BC Phasing/Wi-Fi | ChargeTronix | TP-EVPD-300kW | 300kW DCFC | DC | 300 | Dual Port ; either 2 x CCS or 1x CCS + 1x CHAdeMO or or 1x CCS + 1x NACS or 2 x NACS
Eaton | GMEV80CME1B-AC | Green Motion EV Charger | AC | 19.2 | 1 | CA Phasing/Wi-Fi | ChargeTronix | TP-EVPD-360kW | 360kW DCFC | DC | 360 | Dual Port ; either 2 x CCS or 1x CCS + 1x CHAdeMO or or 1x CCS + 1x NACS or 2 x NACS
Eaton | GMEV80CME1B-WC/ GMEV80CMC1B-WC/ GMEV80CMX1B-WC | Green Motion EV Charger | AC | 19.2 | 1 | 0 | DynaChrg | EVN120F | Stand alone Fleet 120 | DC | 120 | 120kW all-in-one charger with 2 connectors. Alternate designations: DirectPowerPS 120 Fleet, DirectPowerPS 120
EnergiSpot | ATLEU2-50AAS | Level 2 AC Charger | AC | 12 | 1 | Single port per unit, when configured as a dual unit on a single pedestal, each charger delivers their perscribed max output rating - never splitting power on a simutaneous charging session. | DynaChrg | EVN120P | Stand alone Advertising 120 | DC | 120 | 120kW all-in-one charger with 2 connectors, advertising display, and payment terminal. Alternate designations: DirectPowerPS 120 Flagship, DirectPowerPS 120
EnergiSpot | ATLEU2-80AAS | Level 2 AC Charger | AC | 19.2 | 1 | Single port per unit, when configured as a dual unit on a single pedestal, each charger delivers their perscribed max output rating - never splitting power on a simutaneous charging session. | DynaChrg | EVN180F | Stand alone Fleet 180 | DC | 180 | 180kW all-in-one charger with 2 connectors. Alternate designations: DirectPowerPS 180 Fleet, DirectPowerPS 180
EnergiSpot | ATLUE2-32AAS | Level 2 AC Charger | AC | 7.7 | 1 | Single port per unit, when configured as a dual unit on a single pedestal, each charger delivers their perscribed max output rating - never splitting power on a simutaneous charging session. | DynaChrg | EVN180P | Stand alone Advertising 180 | DC | 180 | 180kW all-in-one charger with 2 connectors, advertising display, and payment terminal. Alternate designations: DirectPowerPS 180 Flagship, DirectPowerPS 180
ENERGY5 | IC3-32A-H-A | ENERGY5 PowerPump (IC3) | AC | 7.6 | 1 | Single port. | DynaChrg | EVN240F | Stand alone Fleet 240 | DC | 240 | 240kW all-in-one charger with 2 connectors. Alternate designations: DirectPowerPS 240 Fleet, DirectPowerPS 240
ENERGY5 | SC3-32A-H | ENERGY5 PowerPump (SC3) | AC | 7.6 | 1 | Single port. | DynaChrg | EVN240P | Stand alone Advertising 240 | DC | 240 | 240kW all-in-one charger with 2 connectors, advertising display, and payment terminal. Alternate designations: DirectPowerPS 240 Flagship, DirectPowerPS 240
Enphase | HCS-40 | EV Charger | AC | 7.7 | 1 | Single port, Must acquire Gateway for network connectivity | DynaChrg | EVN300F | Stand alone Fleet 300 | DC | 300 | 300kW all-in-one charger with 2 connectors. Alternate designations: DirectPowerPS 300 Fleet, DirectPowerPS 300
Enphase | HCS-50 | EV Charger | AC | 9.6 | 1 | Single port, Must acquire Gateway for network connectivity | DynaChrg | EVN300P | Stand alone Advertising 300 | DC | 300 | 300kW all-in-one charger with 2 connectors, advertising display, and payment terminal. Alternate designations: DirectPowerPS 300 Flagship, DirectPowerPS 300
Enphase | HCS-60 | EV Charger | AC | 11.5 | 1 | Single port, Must acquire Gateway for network connectivity | DynaChrg | EVN360F | Stand alone Fleet 360 | DC | 360 | 360kW all-in-one charger with 2 connectors. Alternate designations: DirectPowerPS 360 Fleet, DirectPowerPS 360
Enphase | HCS-80 | EV Charger | AC | 15.4 | 1 | Single port, Must acquire Gateway for network connectivity | DynaChrg | EVN360P | Stand alone Advertising 360 | DC | 360 | 360kW all-in-one charger with 2 connectors, advertising display, and payment terminal. Alternate designations: DirectPowerPS 360 Flagship, DirectPowerPS 360
Enphase | LCS-25 | EV Charger | AC | 4.8 | 1 | Single port, Must acquire Gateway for network connectivity | DynaChrg | EVS160 | 160kW Standalone Unit | DC | 160 | Output range:200V-1000V efficiency:Up to 96% Full certification User-friendly ADA Multiple payment methods Support for customization PLUG& CHARGE Hardware 15118-Ready Can Output 350A CCS1 boost 500A NACS boost 400A
Espen | EVC/A16 | EVC/A16 | AC | 3.8 | 1 | Single port. | DynaChrg | EVS240 | 240kW Standalone Unit | DC | 240 | Output range:200V-1000V efficiency:Up to 96% Full certification User-friendly ADA Multiple payment methods Support for customization PLUG& CHARGE Hardware 15118-Ready Can Output 350A CCS1 boost 500A NACS boost 400A
Espen | EVC/A32 | EVC/A32 | AC | 7.6 | 1 | Single port. | DynaChrg | EVS480 | Distributed Model 480kW up to 3 Dual Port Dispensers | DC | 480 | Output range:200V-1000V efficiency:Up to 96% Full certification User-friendly ADA Multiple payment methods Support for customization PLUG& CHARGE Hardware 15118-Ready Air cooling output 350A Liquid cooling sustained maximum output 500A
Espen | EVC/A40 | EVC/A40 | AC | 9.6 | 1 | Single port. | Eaton | CPE250C-625-CCS1-200A-****-ETN | Express 250 | DC | 62.5 | ChargePoint Express 250 Station (62.5 kW) - includes Express 250 Station, 2x Power Modules, 1x CCS1 200A cable, 1x CHAdeMO cable or NACS, North America Modem/SIM, cUL and UL listed, requires CPE250-CMT-IMPERIAL in US, CPE250-CMT-METRIC in Canada. CPE250-CMT-IMPERIAL/METRIC not included. FWHA and FTA compliant models available as well as with integrated EMV Chip Reader terminal.
Espen | EVC/A48 | EVC/A48 | AC | 11.5 | 1 | Single port. | Eaton | CPE280-800-NA-CHIP-ETN | Express 280 DC Fast Charging Station | DC | 160 | [Paired Unit, Credit Card Reader sku] ChargePoint Express 280 Station (80 kW) - includes Express 280 Station, 2x Power Modules, 1 or 2 connectors including CCS1, CHAdeMO, NACS. North America Modem/SIM, cUL and UL listed, FWHA and FTA compliant models available.
Espen | EVC/A48X2 | EVC/A48X2 | AC | 11.5 | 1 | Dual port. | Eaton | CPE280-800-NA-CHIP-ETN | Express 280 DC Fast Charging Station | DC | 80 | [Single Unit, Credit Card Reader sku] ChargePoint Express 280 Station (80 kW) - includes Express 280 Station, 2x Power Modules, 1 or 2 connectors including CCS1, CHAdeMO, NACS. North America Modem/SIM, cUL and UL listed, FWHA and FTA compliant models available.
Espen | EVC/A48S | EVC/A48S | AC | 11.5 | 1 | Single port. | Eaton | CPE280-800-NA-ETN | Express 280 DC Fast Charging Station | DC | 160 | [Paired Unit] ChargePoint Express 280 Station (80 kW) - includes Express 280 Station, 2x Power Modules, 1 or 2 connectors including CCS1, CHAdeMO, NACS. North America Modem/SIM, cUL and UL listed, FWHA and FTA compliant models available.
Espen | EVC/A48SX2 | EVC/A48SX2 | AC | 11.5 | 1 | Dual Port | Eaton | CPE280-800-NA-ETN | Express 280 DC Fast Charging Station | DC | 80 | [Single Unit] ChargePoint Express 280 Station (80 kW) - includes Express 280 Station, 2x Power Modules, 1 or 2 connectors including CCS1, CHAdeMO, NACS. North America Modem/SIM, cUL and UL listed, FWHA and FTA compliant models available.
Espen | EVC/A80 | EVC/A80 | AC | 19.2 | 1 | Single port. | Eaton | CPE280-800-NA-FHWA-ETN | Express 280 DC Fast Charging Station | DC | 160 | [Paired Unit, FHWA sku] ChargePoint Express 280 Station (80 kW) - includes Express 280 Station, 2x Power Modules, 1 or 2 connectors including CCS1, CHAdeMO, NACS. North America Modem/SIM, cUL and UL listed, FWHA and FTA compliant models available.
Espen | EVC/A80S | EVC/A80S | AC | 19.2 | 1 | Single port. | Eaton | CPE280-800-NA-FHWA-ETN | Express 280 DC Fast Charging Station | DC | 80 | [Single Unit, FHWA sku] ChargePoint Express 280 Station (80 kW) - includes Express 280 Station, 2x Power Modules, 1 or 2 connectors including CCS1, CHAdeMO, NACS. North America Modem/SIM, cUL and UL listed, FWHA and FTA compliant models available.
EVBox | Iqon IQ2303-###### | Iqon | AC | 7.2 | 1 | Dual Port , Standalone network capability | Eaton | EXPP-PL20##-CHIP-ETN | Express Plus 2000 | DC | 500 | [CHIP sku]Express Plus system includes Power Block, Power Modules, and Power Link 2000 series; Each Power Link Dispenser can include 1 or 2 connctor including CCS, NACS, or CHAdeMO
EverCharge | EV002-80,E800-1001 | EV02 | AC | 19.2 | 1 | Single Port, Standalone network capability | Eaton | EXPP-PL20##-ETN | Express Plus 2000 | DC | 500 | Express Plus system includes Power Block, Power Modules, and Power Link 2000 series; Each Power Link Dispenser can include 1 or 2 connctor including CCS, NACS, or CHAdeMO
EverCharge | EV002-80,E800-1001-40A | EV02 | AC | 8.3 | 1 | Single Port, Standalone network capability | Eaton | EXPP-PL20##-FHWA-ETN | Express Plus 2000 | DC | 500 | [FHWA sku] Express Plus system includes Power Block, Power Modules, and Power Link 2000 series; Each Power Link Dispenser can include 1 or 2 connctor including CCS, NACS, or CHAdeMO
EVmode | EVM2000-EVM101U | EVM2000 | AC | 11.5 | 1 | Single port. | Eaton | Express Plus 1000 Power Block: CPPB0001***-ETN PM1.5 43-001200-**-ETN EXPP-PL10##*-#*#*#-#*#*#-***-ETN | Express Plus | DC | 500 | Express Plus system includes Power Block, Power Modules, and Power Link 1000 series; Used for Fleet or Commercial.
EvoCharge | EVC5001#### | EVC5001#### | AC | 12 | 1 | Single port. | Eaton | GMDC100-CCSX2 | 100kW CCSX2 | DC | 100 | dual cable
EVPassport | Rosa Charger | Rosa | AC | 11 | 1 | Single Port, Standalone network capability | Eaton | GMDC125-CCSX2 | 125kW CCSX2 | DC | 125 | dual cable
EVSE LLC | 3703 | ChargeWorks EV Charger | AC | 9.6 | 1 | Single port, Must acquire Gateway for network connectivity | Eaton | GMDC150-CCS | 150kW CCS | DC | 150 | Single port
EVSE LLC | 3722 | EVSE Garage Overhead Charger | AC | 9.6 | 1 | Single port, Must acquire Gateway for network connectivity | Eaton | GMDC150-CCSX2 | 150kW CCSX2 | DC | 150 | dual cable
EVSE LLC | 3704 REV G | AutoCoil EV Charger | AC | 9.6 | 1 | Single port, Must acquire Gateway for network connectivity | Eaton | GMDC50-CCS | 50kW CCS | DC | 50 | Single port
EVSE LLC | 3704-002 REV G | AutoCoil EV Charger | AC | 9.6 | 1 | Single port, Must acquire Gateway for network connectivity | Eaton | GMDC50-CCSX2 | 50kW CCSX2 | DC | 50 | dual cable
FLO | CoRe+ MAX | CoRe+™ MAX | AC | 19.2 | 1 | Single Port | Eaton | GMDC75-CCSX2 | 75kW CCSX2 | DC | 75 | dual cable
FLO | CoRe+ STD 21 FT | CoRe+™ | AC | 7.2 | 1 | Dual Port , Standalone network capability | Ekoenergetyka | AXE-S2A7-66XX4XXXX, AXE-S2A7-65XX4XXXX | Axon Easy 120 | DC | 120 | Dual port.
Ford Pro Charging | FPC-AC0048ZC-### | Ford Pro AC Charging Station, 48A Series 2 | AC | 11.5 | 1 | Single Port. | Ekoenergetyka | AXE-S2A8-60XX4XXXX, AXE-S2A8-06XX4XXXX, AXE-S2A8-50XX4XXXX, AXE-S2A8-05XX4XXXX | Axon Easy 150 | DC | 150 | Dual port.
Ford Pro Charging | FPC-AC0080ZC-U## | Ford Pro AC Charging Station, Series 2 | AC | 19.2 | 1 | Single Port NRTL Listed as EX-1193-1 | Ekoenergetyka | AXE-S2B0-65XX4XXXX, AXE-S2B0-66XX4XXXX | Axon Easy 180 | DC | 180 | Dual port.
Ford Pro Charging | FPC-AC0011ZC-U## | 0 | AC | 11.5 | 1 | Single Port NRTL listed as Siemens 8EM1314-5CG14-2FA2 | Electron Charger | EC-EVC-L3-D120KW-G2 | EC-EVC-L3-D120KW-G2 | DC | 120 | Dual port, 120kW, 480VAC, DC, LVL 3 Charger
Ford Pro Charging | FPC-AC0019ZC-U## | 0 | AC | 19.2 | 1 | Single Port NRTL listed as LiteOn EX 1193 XXXX certified models | Electron Charger | EC-EVC-L3-D60KW-G3 | EC-EVC-L3-D60KW-G3 | DC | 60 | Dual port, 60kW, 480VAC, DC, LVL 3 Charger
FractalEV | FR-802E1DRNAK | FR-80 (ISO) | AC | 19.2 | 1 | Single port | Electron Charger | EC-EVC-L3-D240KW-G2 | EC-EVC-L3-D240KW-G2 | DC | 240 | Dual port, 240kW, 480VAC, DC, LVL 3 Charger
FractalEV | FR-482E1DRNAK | FR-48 (ISO) | AC | 11.5 | 1 | Single port | iENERGIE360 US INC. dba. Injet | iNSCDA120K1 | Ampax | DC | 120 | Dual port.
FractalEV | FR-482C1DRNAJ | FR-48 | AC | 11.5 | 1 | Single port | iENERGIE360 US INC. dba. Injet | iNSCDA150K1 | Ampax | DC | 150 | Dual port.
FractalEV | FR-802C1DRNAJ | FR-80 | AC | 19.2 | 1 | Single port | iENERGIE360 US INC. dba. Injet | iNSCDA180K1 | Ampax | DC | 180 | Dual port.
Free2Move | E21CA180Dx | 48A Charger | AC | 11 | 1 | Single Port, Standalone network capability; OCA Full and Security certificates under software version V1.00 | iENERGIE360 US INC. dba. Injet | iNSCDA240K1 | Ampax | DC | 240 | Dual port.
Free2Move | E21CH012## | 0 | AC | 11 | 1 | Single Port, Standalone network capability; OCA Full and Security certificates under software version V1.00 | Espen | EVC/D030/S### | EVC/D030/S### | DC | 30 | 1x CCS1 connector 1x CHAdeMO connector
Free2Move | E21CH019Dx | 80A Charger | AC | 19.1 | 1 | Single Port, Standalone network capability | Espen | EVC/D040P/S### | EVC/D040P/S### | DC | 40 | Dual port.CCS1, NACS ,CHAdeMO (Optional).
G9EV | JB3.0-XXX | Legacy | AC | 19.2 | 1 | 1 or 2 ports. In model number xxx represents two digits of output amperage & 1 digit signifying port quantity | Espen | EVC/D060/S### | EVC/D060/S### | DC | 60 | 1x CCS1 connector 1x CHAdeMO connector
Gateway International 360 | GW-EV75/XXX | GW-EV75/XXX | AC | 11.5 | 1 | Single port. | Espen | EVC/D060P/S### | EVC/D060P/S### | DC | 60 | Dual port.CCS1, NACS ,CHAdeMO (Optional).
Generac Power Systems | PUP2-u-1-6-C-GC2 | 48A Level 2 Plus | AC | 11.5 | 1 | Single Port | Espen | EVC/D120/S### | EVC/D120/S### | DC | 120 | 1x CCS1 connector 1x CHAdeMO connector
Generac Power Systems | PUP3-U-1-6-C-GC2 | 48A Level 2 Pro | AC | 11.5 | 1 | # is a hold for cable length, connector type, power supply version, custom, and color. Payment terminal requirements aren't met by charger independently. We do allow integration with EVSP that have cloud-to-cloud integrations with payment terminals or kiosks. Examples can be provided. | Espen | EVC/D180/S### | EVC/D180/S### | DC | 180 | 1x CCS1 connector 1x CHAdeMO connector; OCA Full and Security certificates under software version V1.00
InCharge | EX-1193-1 | 0 | AC | 19.2 | 1 | Single Port NRTL Listed as EX-1193-1 | Espen | EVC/D360/S### | EVC/D360/S### | DC | 360 | Power Cabinet. 1x CCS1 connector or 1x CHAdeMO connector. Vetted dispensers are DDWU362T0TE2PN- RW DDWU362T0TE2N7-RW, DDWU362V00E2N7-RW DDWU362U0UE2PN-RW, DDWU362U0UE2N7-RW, DDWU362K0TE2PN-RW, DDWU362K0TE2N7-RW, DDWU362K0UE2PN-RW, DDWU362K0UE2N7-RW, DDWU362G00E2PN-RW, DDWU362G00E2N7-RW, DDWU362K00E2PN-RW, DDWU362K00E2N7-RW, DDWU362U00E2PN-RW, DDWU362U00E2N7-RW, DDWU362T00E2PN-RW, DDWU362T00E2N7-RW, DDWU362V0UE2PN-RW, DDWU362V0UE2N7-RW, DDWU362V0KE2PN-RW, DDWU362V0KE2N7-RW, DDWU362V0TE2PN-RW, DDWU362V0TE2N7-RW, DDWU362V00E2PN-RW.
InCharge | ICE-40 AC | ICE-40 AC | AC | 9.6 | 1 | 40 A 9.6 kW | EverCharge | E800-1017-01 | DCFC 240kW Power Cabinet | DC | 240 | OCA Full and Security certificates under software version 1.2009.0 (alternate company name on OCA cert - Wanbang Digital Energy Co., Ltd.)
InCharge | ICE-80 AC | ICE-80 AC | AC | 19.2 | 1 | 80 A 19.2 kW | EverCharge | E800-1029-01 | DCFC 240kW Power Dispenser, w/Dual 200A CCS1 | DC | 240 | OCA Full and Security certificates under software version 1.2009.0 (alternate company name on OCA cert - Wanbang Digital Energy Co., Ltd.)
Integra Energy | IEV-48SEL | IEV-48SEL | AC | 11.5 | 1 | Single port. | EverCharge | E800-1040-01 | DCFC 180kW All-in-One, w Dual CCS1 | DC | 180 | 0
Integra Energy | IEV-48SEL-G2 | IEV-48SEL-G2 | AC | 11.5 | 1 | Single port. | EverCharge | E800-1042-01 | DCFC 320kW All-in-One, w/ Dual CCS1 | DC | 320 | Dual port.
Integra Energy | IEV-80SEL | IEV-80SEL | AC | 19.2 | 1 | Single port. | EVSIS | JC-94F2-350-0T5 | DC Charger 350kW | DC | 350 | Dual port. CCS / NACS(Optional), OCPP 2.0.1 will be supported
Integra Energy | IEV-80SEL-G2 | IEV-80SEL-G2 | AC | 19.2 | 1 | Single port. | EVSIS | JC-94F2-400-0T5 | DC Charger 400kW | DC | 400 | Dual port. CCS / NACS(Optional), OCPP 2.0.1 will be supported
IoTecha | CCS-ACL2 / CCS-C80A | CCS-C80A-xxyyy | AC | 19.2 | 1 | Single Port. xx - cable length (15 or 25ft) yyy - LTE option | EVSIS | JC-9932-100-CT | DC Charger 100kW | DC | 100 | CCS/CHAdeMO (optional), OCPP 2.0.1 will be supported
IoTecha | CCS-ACL2-40 / CCS-C40A | CCS-ACL2-40 / CCS-C40A | AC | 8.3 | 1 | Single Port. xx - cable length (15 or 25ft) yyy - LTE option | EVSIS | JC-9932-180-CT | DC Charger 180kW | DC | 180 | Dual port. CCS / NACS(Optional), OCPP 2.0.1 will be supported
IoTecha | CCS-C80C | CCS-C80C-xxyyy | AC | 19.2 | 1 | Single Port. xx - cable length (15 or 25ft) yyy - LTE option | EVSIS | JC-9932-240-CT | DC Charger 240kW | DC | 240 | Dual port. CCS / NACS(Optional), OCPP 2.0.1 will be supported
It's Electric Inc. | Brooklyn-718 | Brooklyn-718 | AC | 7.68 | 1 | Single port. Paired with SWTCH network | EVSIS | JC-9A31-30-CT | DC Charger 30kW | DC | 30 | CCS/OCPP 2.0.1 will be supported
IXP, LLC | IXP-EVC10 | SMART CONNECTED LEVEL 2 EV CHARGING STATION | AC | 11.2 | 1 | 48A Max Charger, Screen, RFID, 4G Cellular, Wall-Mount, AmpUp LITE Plan, # determines plan length | FLO | Ultra | Ultra | DC | 320 | Dual port.
IXP, LLC | IXP-E48 | IXP-E48 | AC | 11.5 | 1 | 0 | Ford Pro Charging | DC Charging Station 120kW | DC Charging Station 120kW | DC | 120 | Dual port.
IXP, LLC | IXP-E80 | IXP-E80 | AC | 19.2 | 1 | EV Charger, 80 Amp, Level 2, 4G Module, ISO 15118 compliant, Credit Card Reader, Commercial, Gen 2, Orange | Ford Pro Charging | DC Charging Station 240kW | DC Charging Station 240kW | DC | 240 | Dual port.
LEDVANCE LLC | 75899 | EVC/48A/LVL2/C2/OR | AC | 11.5 | 1 | EV Charger, 48 Amp, Level 2, Commercial, Gen 2, Orange | Ford Pro Charging | FPC-DC0060AA-U## | 0 | DC | 60 | Single or Dual Port 2x CCS1 connector . NRTL listed as Power Electronics NB060SU20
LEDVANCE LLC | 75905 | EVC/48A/LVL2/4G/C2/OR | AC | 11.5 | 1 | EV Charger, 48Amp, Level 2, 4G Module, Commercial, Gen 2, Orange | Ford Pro Charging | FPC-DC0120AA-U## | 0 | DC | 120 | 2x CCS1 200A or 300A connector NRTL listed as Power Electronics NB120SU20
LEDVANCE LLC | 75900 | EVC/48A/LVL2/ISO/C2/OR | AC | 11.5 | 1 | EV Charger, 48 Amp, Level 2, ISO 15118 compliant, Commercial, Gen 2, Orange | Free2Move | E21CH060Dx | 0 | DC | 60 | 1x CCS1 connector 1x CHAdeMO connector
LEDVANCE LLC | 75906 | EVC/48A/LVL2/4G/ISO/C2/OR | AC | 11.5 | 1 | EV Charger, 48 Amp, Level 2, 4G Module, ISO 15118 compliant, Commercial, Gen 2, Orange | Free2Move | E21CH180## | 0 | DC | 180 | 1x CCS1 connector 1x CHAdeMO connector; OCA Full and Security certificates under software version V1.00
LEDVANCE LLC | 75901 | EVC/48A/LVL2/ISO/CC/C2/OR | AC | 11.5 | 1 | EV Charger, 48 Amp, Level 2, ISO 15118 compliant, Credit Card Reader, Commercial, Gen 2, Orange | Freewire | 900-00151-XX | Boost 150 | DC | 150 | Battery integrated DCFC
LEDVANCE LLC | 75927 | EVC/48A/LVL2/4G/CC/C2/OR | AC | 11.5 | 1 | EV Charger, 48 Amp, Level 2, 4G Module, Credit Card Reader, Commercial, Gen 2, Orange | Freewire | Boost 200 | Boost Charger 200 | DC | 200 | 1x CCS1 connector 1x CHAdeMO connector
LEDVANCE LLC | 75907 | EVC/48A/LVL2/4G/ISO/CC/C2/OR | AC | 11.5 | 1 | EV Charger, 48 Amp, Level 2, 4G Module, ISO 15118 compliant, Credit Card Reader, Commercial, Gen 2, Orange | Gateway International 360 | GW-EV3000/XXX | GW-EV3000/XXX | DC | 30 | 1x CCS1 connector 1x CHAdeMO connector
LEDVANCE LLC | 75902 | EVC/80A/LVL2/C2/OR | AC | 19.2 | 1 | EV Charger, 80 Amp, Level 2, Commercial, Gen 2, Orange | Gateway International 360 | GW-EV4400-120/XXX | GW-EV4400-120/XXX | DC | 120 | 1x CCS1 connector 1x CHAdeMO connector
LEDVANCE LLC | 75915 | EVC/80A/LVL2/4G/C2/OR | AC | 19.2 | 1 | EV Charger, 80 Amp, Level 2, 4G Module, Commercial, Gen 2, Orange | Gateway International 360 | GW-EV4400-180/XXX | GW-EV4400-180/XXX | DC | 180 | 1x CCS1 connector 1x CHAdeMO connector; OCA Full and Security certificates under software version V1.00
LEDVANCE LLC | 74903 | EVC/80A/LVL2/ISO/C2/OR | AC | 19.2 | 1 | EV Charger, 80 Amp, Level 2, ISO 15118 compliant, Commercial, Gen 2, Orange | Gateway International 360 | GW-EV4400-360/XXX | GW-EV4400-360/XXX | DC | 360 | Power Cabinet. 1x CCS1 connector or 1x CHAdeMO connector. Vetted dispensers are DDWU362T0TE2PN- RW DDWU362T0TE2N7-RW, DDWU362V00E2N7-RW DDWU362U0UE2PN-RW, DDWU362U0UE2N7-RW, DDWU362K0TE2PN-RW, DDWU362K0TE2N7-RW, DDWU362K0UE2PN-RW, DDWU362K0UE2N7-RW, DDWU362G00E2PN-RW, DDWU362G00E2N7-RW, DDWU362K00E2PN-RW, DDWU362K00E2N7-RW, DDWU362U00E2PN-RW, DDWU362U00E2N7-RW, DDWU362T00E2PN-RW, DDWU362T00E2N7-RW, DDWU362V0UE2PN-RW, DDWU362V0UE2N7-RW, DDWU362V0KE2PN-RW, DDWU362V0KE2N7-RW, DDWU362V0TE2PN-RW, DDWU362V0TE2N7-RW, DDWU362V00E2PN-RW.
LEDVANCE LLC | 75925 | EVC/80A/LVL2/4G/ISO/C2/OR | AC | 19.2 | 1 | EV Charger, 80 Amp, Level 2, 4G Module, ISO 15118 compliant, Commercial, Gen 2, Orange | Gateway International 360 | GW-EV4400-60/XXX | GW-EV4400-60/XXX | DC | 60 | 1x CCS1 connector 1x CHAdeMO connector
LEDVANCE LLC | 75904 | EVC/80A/LVL2/ISO/CC/C2/OR | AC | 19.2 | 1 | EV Charger, 80 Amp, Level 2, ISO 15118 compliant, Credit Card Reader, Commercial, Gen 2, Orange | Gravity | GR-LH500CX | 0 | DC | 500 | 0
LEDVANCE LLC | 75928 | EVC/80A/LVL2/4G/CC/C2/OR | AC | 19.2 | 1 | EV Charger, 80 Amp, Level 2, 4G Module, Credit Card Reader, Commercial, Gen 2, Orange | Gravity | GT-AH200XX | 0 | DC | 200 | 0
LEDVANCE LLC | 75926 | EVC/80A/LVL2/4G/ISO/CC/C2/OR | AC | 19.2 | 1 | EV Charger, 80 Amp, Level 2, 4G Module, ISO 15118 compliant, Credit Card Reader, Commercial, Gen 2, Orange | Gravity | GT-AV200XX | 0 | DC | 200 | 0
LITE-ON | EX-1193-8 | BC2 80A | AC | 19.2 | -2 | Single port. | Gravity | GT-LAV500EX | 0 | DC | 500 | 0
LITE-ON | EX-1193-E | SC2 Plus 80A | AC | 19.2 | 1 | Single port. | Gravity | GT-LLH500EX | 0 | DC | 500 | 0
LITE-ON | EX-1193-H | IC2 80A POS | AC | 19.2 | 1 | Single port. | Gravity | GT-LV500CX | 0 | DC | 500 | 0
LITE-ON | EX-1193-K | SC2 Plus 80A POS | AC | 19.2 | 1 | Single port. | Heliox | HE9820014-01-AAV HE9820014-01-AAA | Flex 180 AIO | DC | 180 | Distributed charger system that supports has a built-in CCS1 cable and supports up to 2 additional connetion ports with applicable dispenser or pantograph
LITE-ON | EX-1193-M | IC2 80A | AC | 19.2 | 1 | Single port. | Heliox | HE9821001-01 | Flex 180 | DC | 180 | This product listing did not include the pantograph. Please consult with the manufacturer regarding pantograph selection. Pantographs are being Recognized under UL 2251. Field listing of system hardware may be required at deployment.
LITE-ON | EX-1193-T | SC2 80A | AC | 19.2 | 1 | Single port. | Heliox | HE9823005-01 | Heliox 60kW | DC | 60 | Single port. Available as mobile, wall, or pedestal mount
LITE-ON | W1-UC168-00B1F0 | BC 48A | AC | 11.52 | -2 | Single port. | Heliox | HE9823007-01 | Heliox 30kW | DC | 30 | Single port. Available as mobile, wall, or pedestal mount
LITE-ON | W1-UC168-0MF1F0 | SC48A | AC | 11.52 | 1 | Single port. | i-charging | blueberry | BB50 | DC | 50 | Dual port
LITE-ON | W1-UC168-0MF1F0 | ADV 48A | AC | 11.52 | 1 | Single port. | i-charging | blueberry CLUSTER | blueberry CLUSTER | DC | 500 | Four ports. Simultaneous charging, Dynamic Power Allocation, 50 to 900 kW. 1 to 3 Power Units (cabinets) and up to 4 plugs in dispenser and satellites
LITE-ON | W1-UC168-0MF1FR | ADV+ 48A | AC | 11.52 | 1 | Single port. | i-charging | blueberry FUSION | blueberry FUSION | DC | 150 | Dual port. Simultaneous charging, Dynamic Power Allocation, 50, 100 and 150kW available
LITE-ON | W1-UC168-0MJ1EP | ADV+ 48A POS | AC | 11.52 | 1 | Single port. | i-charging | blueberry PLUS | PU 200 R2 / PU 300 R2 | DC | 500 | Four ports. Simultaneous charging, Dynamic Power Allocation, 50 to 900 kW. 1 to 3 Power Units (cabinets) and 1 Dispenser w 2 Plugs
LITE-ON | W1-UC168-0MK1ER | IC 48A | AC | 11.52 | 1 | Single port. | InCharge | ICE 480 | ICE 480 | DC | 480 | Supports both CCS and CHAdeMO standards with one or two connectors. This DC Split System is designed to provide high power charging with distributed dispenser and power conversion units.
LITE-ON | W1-UC168-0ML1EP | IC 48A POS | AC | 11.52 | 1 | Single port. | InCharge | ICE CUBE 200kWh/200kW Battery Buffer | ICE CUBE 200kWh/200kW Battery Buffer | DC | 240 | Battery integrated DCFC. Up to 4 ports.
Loop Global | EVS-32A-L2-001 | EV-Flex LITE | AC | 7.68 | 1 | SAE J1772, Standalone network capability | InCharge | ICE-120 | ICE-120 | DC | 120 | 1x CCS1 connector 1x CHAdeMO connector NRTL listed as Shenzhen InfyPower : EXP120K2-FD-UU2 & EXP120K2-FS-U2
Loop Global | EVS-32A-L2-002 | EV-Flex LITE | AC | 7.68 | 1 | SAE J1772, Standalone network capability | InCharge | ICE-180 | ICE-180 | DC | 180 | 1x CCS1 connector 1x CHAdeMO connector NRTL listed as Shenzhen InfyPower : EXP180K2-FD-UU2 & EXP180K2-FS-U2
Loop Global | EVS-80A-L2-001 | EV-Fleet | AC | 19.2 | 1 | SAE J1772, Standalone network capability | InCharge | ICE-30 | ICE-30 | DC | 30 | 1x CCS1 connector 1x CHAdeMO connector NRTL listed as Shenzhen InfyPower : EXP30k2-FSW-U2 & EXP30kW-FDW-UU2
Loop Global | EVS-80A-L2-002 | EV-Fleet | AC | 19.2 | 1 | SAE J1772, Standalone network capability | InCharge | ICE-60 | ICE-60 | DC | 60 | 1x CCS1 connector 1x CHAdeMO connector NRTL listed as Shenzhen InfyPower : EXP60K2-FD-UU2 & EXP60K2-FS-U2
Lynkwell | LW102-AC80-# | Xlynk | AC | 19.2 | 1 | Single port. | InCharge | ICE-22 V2X Wallbox | ICE-22 V2X Wallbox | DC V2G | 22 | Supports both CCS and CHAdeMO. Up to 2 ports.
Lynkwell | LW101-AC48 | Xlynk | AC | 11.5 | 1 | Single port. | InCharge | ICE-44 V2X Wallbox | ICE-44 V2X Wallbox | DC V2G | 44 | Single or dual port. Supports both CCS and CHAdeMO. Up to 2 ports.
Lynkwell | LW141-AC50 | LW141-AC50 | AC | 12 | 1 | Single Port ; OCPP Full Certificate with software version V1.13.97 | InCharge | ICE-66 V2X | ICE-66 V2X | DC V2G | 66 | Single or dual port. Supports both CCS and CHAdeMO. Up to 2 ports.
Lynkwell | LW141-AC80 | LW141-AC80 | AC | 19.2 | 1 | Single port. | InCharge | IDC600K3-FMR5-2 | ICE-600 | DC | 600 | Ten ports.
Lynkwell | LW201-AC32 | LW201-AC32 | AC | 7.6 | 1 | 0 | Ingeteam | RAPID 120 | RAPID 120 | DC | 120 | Stand-alone. Single or dual port. CCS1, NACS and/or CHAdeMO.
Lynkwell | LW201-AC80 | LW201-AC80 | AC | 19.2 | 1 | 0 | Ingeteam | RAPID 150 | RAPID 150 | DC | 150 | Stand-alone. Single or dual port. CCS1, NACS and/or CHAdeMO.
Lynkwell | LW202-AC32 | LW202-AC32 | AC | 7.7 | 1 | Single port. | Ingeteam | RAPID 180 | RAPID 180 | DC | 180 | Stand-alone. Single or dual port. CCS1, NACS and/or CHAdeMO.
Lynkwell | LW202-AC48 | LW202-AC48 | AC | 11.52 | 1 | Single port. | Ingeteam | RAPID 60E | RAPID 60E | DC | 60 | Stand-alone. Single or dual port. CCS1, NACS and/or CHAdeMO.
Lynkwell | LW202-AC80 | LW202-AC80 | AC | 19.2 | 1 | Single port. | Ingeteam | RAPID 90 | RAPID 90 | DC | 90 | Stand-alone. Single or dual port. CCS1, NACS and/or CHAdeMO.
Noodoe | AC11P/ AC11P Exceed | 0 | AC | 11.5 | 1 | Single port. | Integra Energy | IEV/D030/SXXX | IEV/D030/SXXX | DC | 30 | 1x CCS1 connector 1x CHAdeMO connector
Noodoe | AC007LISXX25240WUS1 (AC7L) | 0 | AC | 7 | 1 | Single Port, Standalone network capability | Integra Energy | IEV/D060/SXXX | IEV/D060/SXXX | DC | 60 | 1x CCS1 connector 1x CHAdeMO connector
Noodoe | AC19L Exceed | 0 | AC | 19 | 1 | Single Port, Standalone network capability | Integra Energy | IEV/D120/SXXX | IEV/D120/SXXX | DC | 120 | 1x CCS1 connector 1x CHAdeMO connector
OpConnect | IC80 | IC80 | AC | 19.2 | 1 | Single Port NRTL Listed as EX-1193-1 | Integra Energy | IEV/D180/SXXX | IEV/D180/SXXX | DC | 180 | 1x CCS1 connector 1x CHAdeMO connector; OCA Full and Security certificates under software version V1.00
OpConnect | OC-IC3-32AH | 0 | AC | 7.2 | 1 | Single Port, Standalone network capability | Integra Energy | IEV/D360/SXXX | IEV/D360/SXXX | DC | 360 | Power Cabinet. 1x CCS1 connector or 1x CHAdeMO connector. Vetted dispensers are DDWU362T0TE2PN- RW DDWU362T0TE2N7-RW, DDWU362V00E2N7-RW DDWU362U0UE2PN-RW, DDWU362U0UE2N7-RW, DDWU362K0TE2PN-RW, DDWU362K0TE2N7-RW, DDWU362K0UE2PN-RW, DDWU362K0UE2N7-RW, DDWU362G00E2PN-RW, DDWU362G00E2N7-RW, DDWU362K00E2PN-RW, DDWU362K00E2N7-RW, DDWU362U00E2PN-RW, DDWU362U00E2N7-RW, DDWU362T00E2PN-RW, DDWU362T00E2N7-RW, DDWU362V0UE2PN-RW, DDWU362V0UE2N7-RW, DDWU362V0KE2PN-RW, DDWU362V0KE2N7-RW, DDWU362V0TE2PN-RW, DDWU362V0TE2N7-RW, DDWU362V00E2PN-RW.
OpConnect | OC-SC3-32AN | 0 | AC | 7.7 | 1 | Single Port, Standalone network capability | Jule (eCAMION) | Jule-100 | Jule Charger 100 | DC | 100 | DCFC that works with ESS w/ voltage range 650-800VDC
OpConnect | SC80 | SC80 | AC | 19.2 | 1 | Single Port NRTL Listed as EX-1193-3 | Jule (eCAMION) | Jule-200 | Jule Charger 200 | DC | 200 | DCFC that works with ESS w/ voltage range 650-800VDC
Plugzio | M3P140U | Cando | AC | 9.6 | 1 | Single port | Jule (eCAMION) | Jule-350 | Jule Charger 350 | DC | 350 | DCFC that works with ESS w/ voltage range 650-800VDC
PowerFlex Systems | EX-1193-M | IC 80A Gen2 | AC | 19.2 | 1 | Single port. | Kempower | C50####### C80####### | C-Series | DC | 600 | Up to 8 ports. Kempower Power Unit supplies DC power to various distributed dispenser ouputs including but not limited to the Kempower Satellite (offers single or dual port configurations), the Kempower Liquid Cooled Satellite, etc.. Details about qualifications relevant to each variant is detailed in the corresponding notes section.
PowerFlex Systems | JNT-EVC10 (PF-JT48) | 0 | AC | 11.52 | 1 | Must acquire Nexus | Kempower | C501### | C-Series | DC | 200 | 1-4 power modules supporting max output range of 50-200kW
PowerFlex Systems | W1-UC168-0MF1FR | ADV+48A / SC48 | AC | 11.6 | 1 | Single port. | Kempower | C502### | C-Series | DC | 350 | 1-7 power modules supporting max output range of 50-350kW
PowerFlex Systems | W1-UC168-0MK1ER | IC 48A | AC | 11.6 | 1 | Single port. | Kempower | C503### | C-Series | DC | 350 | 1-7 power modules supporting max output range of 50-350kW
PowerFlex Systems | W1-UC168-0ML1EP | IC 48A with POS | AC | 11.6 | 1 | Single port. | Kempower | C801### | C-Series | DC | 200 | 1-4 power modules supporting max output range of 50-200kW
PowerPump | AC550 | AC550 | AC | 10 | 1 | Single Port. | Kempower | C802### | C-Series | DC | 350 | 1-7 power modules supporting max output range of 50-350kW
RAB Lighting Inc. | EVC48 | EVC48 | AC | 11 | 1 | Single Port, Standalone network capability; OCA Full and Security certificates under software version V1.00 | Kempower | C803### | C-Series | DC | 350 | 1-7 power modules supporting max output range of 50-350kW
Siemens | 8EM13105HF141GA2 | VersiCharge AC 48A NTEP | AC | 11.5 | 1 | Single Port, Standalone network capability | Lincoln Electric | Velion 150 | Velion | DC | 150 | Single port.
Siemens | 8EM13155HG141GA2 | VersiCharge Blue AC 48A NTEP | AC | 11.5 | 1 | Single Port, Standalone network capability | Loop Global | EVS-FLASH-300-D01 | Infinity Flash (with screen) | DC | 300 | Dual port with screen. Power cabinet required: EVS-FLASH- 360-PC01
Siemens | VersiCharge 11.5kW 8EM1310-5CF14-0GA0 | VersiCharge | AC | 11.5 | 1 | Single Port, Standalone network capability | Loop Global | EVS-FLASH-300-D01-150 | Infinity Flash (with screen)(derated) | DC | 150 | 150kW max per port
Siemens | VersiCharge 11.5kW 8EM1310-5CF14-1GA2 | VersiCharge | AC | 11.5 | 1 | Single Port, Standalone network capability | Loop Global | EVS-FLASH-300-D02 | Infinity Flash (without screen) | DC | 300 | Dual port without screen. Power cabinet required: EVS-FLASH- 360-PC01
Siemens | VersiCharge 11.5kW 8EM1312-5CF18-0FA3 | VersiCharge | AC | 11.5 | 1 | Single Port, Standalone network capability | Loop Global | EVS-FLASH-300-D02-150 | Infinity Flash (without screen)(derated) | DC | 150 | 150kW max per port
StarCharge | AC###AN030###### | Artemis | AC | 19.2 | 1 | Single port. | Lynkwell | LW141-DC480/480-SA-CC18 | LW141-DC480/480-SA-CC18 | DC | 480 | Dual port. 2x CCS1 connector
SWTCH Energy | AXLU111001/48 | AX48 | AC | 11 | 1 | Single Port, Standalone network capability; OCA Full and Security certificates under software version V1.00 | Lynkwell | LW141-DC480/480-SA-CN-18 | LW141-DC480/480-SA-CN-18 | DC | 480 | Dual port. 1x CCS1 connector, 1x NACS/J3400 connector
SWTCH Energy | AXLU191001/80 | AX80 | AC | 19.1 | 1 | Single Port, Standalone network capability | Lynkwell | LW141-DC480/400-SA-CC18 | LW141-DC480/400-SA-CC18 | DC | 400 | Dual port. 2x CCS1 connector
SWTCH Energy | EX-1193-1 | SWTCH Lite-On Platinum IC3 80A | AC | 19.2 | 1 | Single Port NRTL Listed as EX-1193-1 | Lynkwell | LW141-DC480/400-SA-CN18 | LW141-DC480/400-SA-CN18 | DC | 400 | Dual port. 1x CCS1 connector, 1x NACS/J3400 connector
SWTCH Energy | EX-1193-3 | SWTCH Lite-On Platinum SC3 80A | AC | 19.2 | 1 | Single Port NRTL Listed as EX-1193-3 | Lynkwell | LW141-DC480/320-SA-CC18 | LW141-DC480/320-SA-CC18 | DC | 320 | Dual port. 2x CCS1 connector
SWTCH Energy | IC3-32A-H-A | SWTCH Lite-On Platinum IC3 | AC | 7.6 | 1 | Single Port NRTL Listed as IC3-32A-H-A | Lynkwell | LW141-DC480/320-SA-CN18 | LW141-DC480/320-SA-CN18 | DC | 320 | Dual port. 1x CCS1 connector, 1x NACS/J3400 connector
SWTCH Energy | SC3-32A-H | SWTCH Lite-On Platinum SC3 | AC | 7.6 | 1 | Single Port NRTL Listed as SC3-32A-H | Lynkwell | LW141-DC100 | LW141-DC100 | DC | 100 | Single or dual port
TECO-Westinghouse | AWLU770001/ AW32 | 0 | AC | 7.7 | 1 | Single Port, Standalone network capability | Lynkwell | LW141-DC120 | LW141-DC120 | DC | 120 | Single or dual port
TECO-Westinghouse | AXLU111001/ AX48 | Nexe VersaCharge 360kW | AC | 11 | 1 | Single Port, Standalone network capability | Lynkwell | LW141-DC140 | LW141-DC140 | DC | 140 | Single or dual port
Tesla | 1457768-XY-Z | Wall Connector 3.0 | AC | 11.52 | 1 | The Tesla Wall Connector 3.0 with integrated RCD protective functions; Type A (≤30mA) and DC (6mA), meet the requirements of the product safety standard IEC 6185-1:2017, and the European installation standard HD/IEC 60364-7-722:2018, Clause § 722.531.2.101 Residual Current Protective Devices, without the need to install an external RCD protective device. The use of an external RCD protective device at the connection point can be installed, although not mandatory**. **Note: Local wiring regulations applicable to site installation will always take precedence. | Lynkwell | LW141-DC160 | LW141-DC160 | DC | 160 | Single or dual port
Tesla | 1734412-XY-Z | Universal Wall Connector | AC | 11.52 | 1 | The Tesla Universal Wall Connector is compatible with Tesla and non-Tesla electric vehicle models. It provides up to 48A of continuous current that offers 77 km or 44 miles of range per hour of charge. It is approved for indoor and outdoor installation. The Universal Wall Connector can support AC charging for vehicles with NACS or J1772 chargeports through the use of a J1772 adapter that docks into the side of the Wall Connector. | Lynkwell | LW141-DC180 | LW141-DC180 | DC | 180 | Single or dual port
TurnOnGreen | EVP1100-W/CPEVAC-11KW-J17-W EVP1100-WG/CPEVAC-11KW-J17-WG CPEVAC-11KW-S18-# | 0 | AC | 11.4 | 1 | Single Port | Lynkwell | LW141-DC200 | LW141-DC200 | DC | 200 | Single or dual port
Voltpost, Inc. | Voltpost Air Pole Mount | Voltpost Air | AC | 9.6 | 1 | Single port, Must acquire Gateway for network connectivity | Lynkwell | LW141-DC220 | LW141-DC220 | DC | 220 | Single or dual port
Wallbox | PUP1-#-1-6-#-### / PUP2-#-1-6-#-### | Pulsar Plus | AC | 11.5 | 1 | Single Port | Lynkwell | LW141-DC240 | LW141-DC240 | DC | 240 | Single or dual port
Wallbox | PUP3-#-#-6-#-##-# | Pulsar Pro 48A | AC | 11.5 | 1 | # is a hold for cable length, connector type, power supply version, custom, and color. Payment terminal requirements aren't met by charger independently. We do allow integration with EVSP that have cloud-to-cloud integrations with payment terminals or kiosks. Examples can be provided. | Lynkwell | LW141-DC60 | LW141-DC60 | DC | 60 | Single or dual port
Webasto | Turbo DX 32A | Turbo DX 32A | AC | 7.7 | 1 | Single Port, Must acquire Gateway for network connectivity | Lynkwell | LW141-DC640 | LW141-DC640 | DC | 640 | The DC HiPower has a power cabinet with dispenser set up. It comes in 320, 480, or 640kW options and can be purchased with 2, 4, 6, or 8 ports depending on the number of dispensers.
Xeal | 0 | Xeal-64 charger | AC | 15.4 | 1 | Single port, Must acquire Gateway for network connectivity | Lynkwell | LW141-DC80 | LW141-DC80 | DC | 80 | Single or dual port
Xeal | A10L-25J1-3 | Xeal-32A | AC | 7.7 | 1 | Single port. | Lynkwell | LW301-DC-180 | LW301-DC-180 | DC | 180 | 0
Zerova | AWLU770001/ AW32 | ICS AWG 4G | AC | 7.7 | 1 | Single Port, Standalone network capability | Lynkwell | LW301-DC240 | LW301-DC240 | DC | 240 | OCA Full and Security certificates under software version 1.2009.0 (alternate company name on OCA cert - Wanbang Digital Energy Co., Ltd.)
Zerova | AXLU111001/ AX48 | AX48 | AC | 11 | 1 | Single Port, Standalone network capability; OCA Full and Security certificates under software version V1.00 | Lynkwell | LW301-DC320 | LW301-DC320 | DC | 320 | Dual port.
Zerova | AXLU191001/ AX80 | AX80 | AC | 19.1 | 1 | Single Port, Standalone network capability | Lynkwell | LW401-DC600 | LW401-DC600 | DC | 600 | This is distributed system that can connect up to two 400kW dispensers(Model no: DP400K-xx-PS-yy) ## : Varaiable based on any other options xx : Variable based on connector type(CCS1, NACS) yy : variable based on any other options
[7 empty] | Nidec | EVDIS-L120DAWM010 | DirectPowerPS Tower 120 Flagship | DC | 120 | 120kW all-in-one charger with 2 connectors, advertising display, and payment terminal. Alternate designations: DirectPowerPS 120 Flagship, DirectPowerPS 120
[7 empty] | Nidec | EVDIS-L120DFW00041 | DirectPowerPS Tower 120 Fleet | DC | 120 | 120kW all-in-one charger with 2 connectors. Alternate designations: DirectPowerPS 120 Fleet, DirectPowerPS 120
[7 empty] | Nidec | EVDIS-L180DAWM010 | DirectPowerPS Tower 180 Flagship | DC | 180 | 180kW all-in-one charger with 2 connectors, advertising display, and payment terminal. Alternate designations: DirectPowerPS 180 Flagship, DirectPowerPS 180
[7 empty] | Nidec | EVDIS-L180DFW00041 | DirectPowerPS Tower 180 Fleet | DC | 180 | 180kW all-in-one charger with 2 connectors. Alternate designations: DirectPowerPS 180 Fleet, DirectPowerPS 180
[7 empty] | Nidec | EVDIS-L240DAWM000 | DirectPowerPS Tower 240 Flagship | DC | 240 | 240kW all-in-one charger with 2 connectors, advertising display, and payment terminal. Alternate designations: DirectPowerPS 240 Flagship, DirectPowerPS 240
[7 empty] | Nidec | EVDIS-L240DFW00031 | DirectPowerPS Tower 240 Fleet | DC | 240 | 240kW all-in-one charger with 2 connectors. Alternate designations: DirectPowerPS 240 Fleet, DirectPowerPS 240
[7 empty] | Nidec | EVDIS-L300DAWM000 | DirectPowerPS Tower 300 Flagship | DC | 300 | 300kW all-in-one charger with 2 connectors, advertising display, and payment terminal. Alternate designations: DirectPowerPS 300 Flagship, DirectPowerPS 300
[7 empty] | Nidec | EVDIS-L300DFW00031 | DirectPowerPS Tower 300 Fleet | DC | 300 | 300kW all-in-one charger with 2 connectors. Alternate designations: DirectPowerPS 300 Fleet, DirectPowerPS 300
[7 empty] | Nidec | EVDIS-L360DAWM000 | DirectPowerPS Tower 360 Flagship | DC | 360 | 360kW all-in-one charger with 2 connectors, advertising display, and payment terminal. Alternate designations: DirectPowerPS 360 Flagship, DirectPowerPS 360
[7 empty] | Nidec | EVDIS-L360DFW00031 | DirectPowerPS Tower 360 Fleet | DC | 360 | 360kW all-in-one charger with 2 connectors. Alternate designations: DirectPowerPS 360 Fleet, DirectPowerPS 360
[7 empty] | Nuvve | TP-160DC-V1G-H1-C, TP-160DC-V1G-H1-N, TP-160DC-V1G-H2-CC, TP-160DC-V1G-H2-NN, TP-160DC-V1G-H2-NC, TP-160DC-V1G-H1-C-BA, TP-160DC-V1G-H1-N-BA, TP-160DC-V1G-H2-CC-BA, TP-160DC-V1G-H2-NN-BA, TP-160DC-V1G-H2-NC-BA | EVSE Nuvve DCFC 160kW Smart Charging Station (Single or Dual Port, CCS1 or NACS, Power Sharing, non-BABA or BABA) | DC | 160 | Dual port. Can be configured with: 2x CCS, 2x NACS, 2x CHAdeMO, 1x CCS + 1x NACS, 1x CCS + 1x CHAdeMO
[7 empty] | Nuvve | TP-180DC-V1G-H1-C, TP-180DC-V1G-H1-N, TP-180DC-V1G-H2-CC, TP-180DC-V1G-H2-NN, TP-180DC-V1G-H2-NC, TP-180DC-V1G-H1-C-BA, TP-180DC-V1G-H1-N-BA, TP-180DC-V1G-H2-CC-BA, TP-180DC-V1G-H2-NN-BA, TP-180DC-V1G-H2-NC-BA | EVSE Nuvve DCFC 180kW Smart Charging Station (Single or Dual Port, CCS1 or NACS, Power Sharing, non-BABA or BABA) | DC | 180 | Dual port. Can be configured with: 2x CCS, 2x NACS, 2x CHAdeMO, 1x CCS + 1x NACS, 1x CCS + 1x CHAdeMO
[7 empty] | Nuvve | TP-200DC-V1G-H2-CC | TP-200DC-V1G(-####) | DC | 200 | Dual Port, either 2x CCS or 1x CCS + 1x CHAdeMO
[7 empty] | Nuvve | TP-240DC-V1G-H2-CC | TP-240DC-V1G(-####) | DC | 240 | Dual Port, either 2x CCS or 1x CCS + 1x CHAdeMO
[7 empty] | Nuvve | TP-300HPDC-V1G-H1-C, TP-300HPDC-V1G-H1-N, TP-300HPDC-V1G-H2-CC, TP-300HPDC-V1G-H2-NN, TP-300HPDC-V1G-H2-NC, TP-300HPDC-V1G-H1-C-BA, TP-300HPDC-V1G-H1-N-BA, TP-300HPDC-V1G-H2-CC-BA, TP-300HPDC-V1G-H2-NN-BA, TP-300HPDC-V1G-H2-NC-BA | EVSE Nuvve DCFC 300kW Smart Charging Station (Single or Dual Port, CCS1 or NACS, Power Sharing, non-BABA or BABA) | DC | 300 | Dual Port, either 2x CCS or 1x CCS + 1x CHAdeMO
[7 empty] | Nuvve | TP-360HPDC-V1G-H1-C, TP-360HPDC-V1G-H1-N, TP-360HPDC-V1G-H2-CC, TP-360HPDC-V1G-H2-NN, TP-360HPDC-V1G-H2-NC, TP-360HPDC-V1G-H1-C-BA, TP-360HPDC-V1G-H1-N-BA, TP-360HPDC-V1G-H2-CC-BA, TP-360HPDC-V1G-H2-NN-BA, TP-360HPDC-V1G-H2-NC-BA | EVSE Nuvve DCFC 360kW Smart Charging Station (Single or Dual Port, CCS1 or NACS, Power Sharing, non-BABA or BABA) | DC | 360 | Dual Port, either 2x CCS or 1x CCS + 1x CHAdeMO
[7 empty] | Power Electronics | NBW300U | 0 | DC | 30 | Available with 1 CSS-1, 1 CHAdeMO or 1 CSS-1 + 1 CHAdeMO connectors configuration.
[7 empty] | Sinexcel | SEC1000/160Y-H-U； SEC1000/160Y-T-U； SEC1000/160Y-HH-U； SEC1000/160Y-TT-U； SEC1000/160Y-HT-U； SEC1000/120Y-H-U； SEC1000/120Y-T-U； SEC1000/120Y-HH-U； SEC1000/120Y-TT-U； SEC1000/120Y-HT-U； SEC1000/60Y-C-U； SEC1000/60Y-S-U； SEC1000/60Y-CC-U； SEC1000/60Y-SS-U； SEC1000/60Y-SC-U； | SEC160 | DC | 160 | Output range:200V-1000V efficiency:Up to 96% Full certification User-friendly ADA Multiple payment methods Support for customization PLUG& CHARGE Hardware 15118-Ready Can Output 350A CCS1 boost 500A NACS boost 400A
[7 empty] | Sinexcel | SEC1000/240Y-H-U SEC1000/240Y-HH-U SEC1000/240Y-HJ-U SEC1000/240Y-T-U SEC1000/240Y-HT-U SEC1000/240Y-TJ-U SEC1000/240Y-TT-U | SEC 240 | DC | 240 | Output range:200V-1000V efficiency:Up to 96% Full certification User-friendly ADA Multiple payment methods Support for customization PLUG& CHARGE Hardware 15118-Ready Can Output 350A CCS1 boost 500A NACS boost 400A
[7 empty] | Sinexcel | SEC1000/360F-N-U SEC1000/480F-N-U SEC1000/200U-C-U SEC1000/200U-CC-U SEC1000/200U-CJ-U SEC1000/300U-H-U SEC1000/300U-HH-U SEC1000/300U-HC-U SEC1000/300U-HJ-U SEC1000/500U-F-U SEC1000/500U-FH-U SEC1000/500U-FC-U SEC1000/500U-FJ-U SEC1000/300U-T-U SEC1000/300U-TJ-U SEC1000/300U-HT-U SEC1000/300U-TT-U SEC1000/300U-TC-U SEC1000/500U-FT-U | SEC 480 | DC | 480 | Output range:200V-1000V efficiency:Up to 96% Full certification User-friendly ADA Multiple payment methods Support for customization PLUG& CHARGE Hardware 15118-Ready Air cooling output 350A Liquid cooling sustained maximum output 500A
[7 empty] | SK Signet | CD40*# / CP60*# | V2 VE 600kW Distributed system | DC | 400 | Two dispensers type or four dispensers type. CCS1 and NACS connectors are supported. "*#" in the end of model number identifies any changes including hardware, option, certifications, and etc.
[7 empty] | SK Signet | FC200K-##-## | V2 200kW AIO system | DC | 200 | "xx" in the model number identifies connector type. "B2": Dual CCS1 connector "BH": CCS1 and NACS connector
[7 empty] | SK Signet | PC600K-PS-## | PC600K-PS-## | DC | 600 | This is distributed system that can connect up to two 400kW dispensers(Model no: DP400K-xx-PS-yy) ## : Varaiable based on any other options xx : Variable based on connector type(CCS1, NACS) yy : variable based on any other options
[7 empty] | StarCharge | DC3200AN147XYZ/ DC2800AN147XYZ/ DC2400AN147XYZ/ DC1800AN147XYZ/ DC1500AN147XYZ/ DC1200AN147XYZ | Titan 320kW | DC | 320 | Dual port.
[7 empty] | StarCharge | Neptune 240kW | Neptune 240kW | DC | 240 | OCA Full and Security certificates under software version 1.2009.0 (alternate company name on OCA cert - Wanbang Digital Energy Co., Ltd.)
[7 empty] | StarCharge | Titan 180kW | Titan 180kW | DC | 180 | 0
[7 empty] | TECO-Westinghouse | DOWU362 | Nexe VersaCharge 120kW | DC | 360 | Power Cabinet. 1x CCS1 connector or 1x CHAdeMO connector. Vetted dispensers are DDWU362T0TE2PN- RW DDWU362T0TE2N7-RW, DDWU362V00E2N7-RW DDWU362U0UE2PN-RW, DDWU362U0UE2N7-RW, DDWU362K0TE2PN-RW, DDWU362K0TE2N7-RW, DDWU362K0UE2PN-RW, DDWU362K0UE2N7-RW, DDWU362G00E2PN-RW, DDWU362G00E2N7-RW, DDWU362K00E2PN-RW, DDWU362K00E2N7-RW, DDWU362U00E2PN-RW, DDWU362U00E2N7-RW, DDWU362T00E2PN-RW, DDWU362T00E2N7-RW, DDWU362V0UE2PN-RW, DDWU362V0UE2N7-RW, DDWU362V0KE2PN-RW, DDWU362V0KE2N7-RW, DDWU362V0TE2PN-RW, DDWU362V0TE2N7-RW, DDWU362V00E2PN-RW.
[7 empty] | TECO-Westinghouse | DSWU122 | Nexe VersaCharge 180kW | DC | 120 | 1x CCS1 connector 1x CHAdeMO connector
[7 empty] | TECO-Westinghouse | DSWU601 | Nexe VersaCharge 90kW | DC | 60 | 1x CCS1 connector 1x CHAdeMO connector
[7 empty] | TECO-Westinghouse | DSWU901 | 0 | DC | 90 | 1x CCS1 connector 1x CHAdeMO connector
[7 empty] | TECO-Westinghouse | DWWU301/ DW30 | 0 | DC | 30 | 1x CCS1 connector 1x CHAdeMO connector
[7 empty] | Tellus Power | TP-EVPD-160kW (TP5-160-480) | 0 | DC | 160 | Dual Port ; either 2 x CCS or 1x CCS + 1x CHAdeMO or or 1x CCS + 1x NACS or 2 x NACS
[7 empty] | Tellus Power | TP-EVPD-180kW (TP5-180-480) | 0 | DC | 180 | Dual Port ; either 2 x CCS or 1x CCS + 1x CHAdeMO or or 1x CCS + 1x NACS or 2 x NACS
[7 empty] | Tellus Power | TP-EVPD-200kW (TP5-200-480) | 0 | DC | 200 | Dual Port ; either 2 x CCS or 1x CCS + 1x CHAdeMO or or 1x CCS + 1x NACS or 2 x NACS
[7 empty] | Tellus Power | TP-EVPD-240kW (TP5-240-480) | 0 | DC | 240 | Dual Port ; either 2 x CCS or 1x CCS + 1x CHAdeMO or or 1x CCS + 1x NACS or 2 x NACS
[7 empty] | Tellus Power | TP-EVPD-300kW (TP5-300-480) | 0 | DC | 300 | Dual Port ; either 2 x CCS or 1x CCS + 1x CHAdeMO or or 1x CCS + 1x NACS or 2 x NACS
[7 empty] | Tellus Power | TP-EVPD-360kW (TP5-360-480) | 0 | DC | 360 | Dual Port ; either 2 x CCS or 1x CCS + 1x CHAdeMO or or 1x CCS + 1x NACS or 2 x NACS
[7 empty] | Tellus Power | TP-V2G-20-480 | 0 | DC V2G | 20 | Bidirectional charger
[7 empty] | Tellus Power | TP-V2G-30-480 | 0 | DC V2G | 30 | Bidirectional charger
[7 empty] | Tellus Power | TP-V2G-40-480 | 0 | DC V2G | 40 | Bidirectional charger
[7 empty] | Tellus Power | TP-V2G-60-480 | 0 | DC V2G | 60 | Bidirectional charger
[7 empty] | Tesla | 1450758 | SuperCharger V3 Cabinet | DC | 387 | Up to 4 ports
[7 empty] | Tesla | 1732843 | SuperCharger V4 Post | DC | 250 | Single port
[7 empty] | Tritium | PKM150 | 0 | DC | 150 | Charging station is DC-fed
[7 empty] | Tritium | TRI-153-RTM-02-025-#### | RTM 25 | DC | 25 | 1x CCS1 connector 1x CHAdeMO connector
[7 empty] | Tritium | TRI-153-RTM-02-050-#### | RTM 50 | DC | 50 | 1x CCS1 connector 1x CHAdeMO connector
[7 empty] | Tritium | TRI-153-RTM-02-075-#### | RTM 75 | DC | 75 | 1x CCS1 connector 1x CHAdeMO connector
[7 empty] | TurnOnGreen | FSP1200/CPEVDC-120KW-# | FSP1200 | DC | 120 | Single Port, CCS connector
[7 empty] | TurnOnGreen | FSP300/CPEVDC-30KW-# | FSP300 | DC | 30 | Single Port, CCS connector
[7 empty] | TurnOnGreen | FSP600/CPEVDC-60KW-# | FSP600 | DC | 60 | Single Port, CCS connector
[7 empty] | Wallbox | DCF3-3*[x]-8[yyyyyyy]-[zzz] | Supernova | DC | 180 | Dual port. * = 0 is 180kW max model, 1 is 120kW max model, 2 is 60kW max model; [x]: one digit numeric 0-9; [yyyyyyy]: seven digits numeric 0-9; [zzz]: three digits alphanumeric 0-9 and/or A-F
[7 empty] | XCharge | C6AM150XX | C6AM150XX | DC | 150 | Standalone DCFC, no HPC needed, runs off its own power
[7 empty] | XCharge | C6AM200XX (125kW) | C6AM200XX (125kW) | DC | 125 | Runs on 208 3P power, standalone DCFC
[7 empty] | XCharge | C6AM90XX | C6AM90XX | DC | 95 | Runs on 208 3P power, standalone DCFC
[7 empty] | Xcharge | C7AM-240-CC / C7AM-240-LQ- CC | C7AM | DC | 240 | Dual port DCFC (up to 400kW), available with both CCS1 and NACS (liquid or air cooled cable)
[7 empty] | Xcharge | C7AM-280-CC / C7AM-280-LQ-CC | C7AM | DC | 280 | Dual port DCFC (up to 400kW), available with both CCS1 and NACS (liquid or air cooled cable)
[7 empty] | Xcharge | C7AM-320-CC / C7AM-320-LQ-CC | C7AM | DC | 320 | Dual port DCFC (up to 400kW), available with both CCS1 and NACS (liquid or air cooled cable)
[7 empty] | Xcharge | C7AM-360-CC / C7AM-360-LQ-CC | C7AM | DC | 360 | Dual port DCFC (up to 400kW), available with both CCS1 and NACS (liquid or air cooled cable)
[7 empty] | Xcharge | C7AM-400-CC / C7AM-400-LQ-CC | C7AM | DC | 400 | Dual port DCFC (up to 400kW), available with both CCS1 and NACS (liquid or air cooled cable)
[7 empty] | Zerova | DD3.0/3.5 Dispenser: DDWU362/DDWA362 | DO/DD Series: DD3.0/3.5 Dispenser | DC | 360 | 0
[7 empty] | Zerova | DO360: DOWU362/DOWA362 | DO/DD Series: DO360 | DC | 360 | Power Cabinet. 1x CCS1 connector or 1x CHAdeMO connector. Vetted dispensers are DDWU362T0TE2PN- RW DDWU362T0TE2N7-RW, DDWU362V00E2N7-RW DDWU362U0UE2PN-RW, DDWU362U0UE2N7-RW, DDWU362K0TE2PN-RW, DDWU362K0TE2N7-RW, DDWU362K0UE2PN-RW, DDWU362K0UE2N7-RW, DDWU362G00E2PN-RW, DDWU362G00E2N7-RW, DDWU362K00E2PN-RW, DDWU362K00E2N7-RW, DDWU362U00E2PN-RW, DDWU362U00E2N7-RW, DDWU362T00E2PN-RW, DDWU362T00E2N7-RW, DDWU362V0UE2PN-RW, DDWU362V0UE2N7-RW, DDWU362V0KE2PN-RW, DDWU362V0KE2N7-RW, DDWU362V0TE2PN-RW, DDWU362V0TE2N7-RW, DDWU362V00E2PN-RW.
[7 empty] | Zerova | DQ480: DQWU482/DQWA482 | DQ Series: DQ480 | DC | 480 | Configurable to four or two cables
[7 empty] | Zerova | DQWA242 | DQ240 | DC | 240 | Configurable to four or two cables
[7 empty] | Zerova | DQWA360 | DQ360 | DC | 360 | Configurable to four or two cables
[7 empty] | Zerova | DS120: DSWU122/DSWA122 | DS Series: DS120 | DC | 120 | 1x CCS1 connector 1x CHAdeMO connector
[7 empty] | Zerova | DS150: DSWU152/DSWA152 | DS Series: DS150 | DC | 150 | 1x CCS1 connector 1x CHAdeMO connector
[7 empty] | Zerova | DS180: DSWU182/DSWA182 | DS Series: DS180 | DC | 180 | 1x CCS1 connector 1x CHAdeMO connector; OCA Full and Security certificates under software version V1.00
[7 empty] | Zerova | DS60: DSWU601/DSWA601/SF##601 | DS Series: DS60/SF60 | DC | 60 | 1x CCS1 connector 1x CHAdeMO connector
[7 empty] | Zerova | DS90: DSWU901/DSWA901 | DS Series: DS90 | DC | 90 | 1x CCS1 connector 1x CHAdeMO connector
[7 empty] | Zerova | DT240: DTWA240 | DT Series: DT240 | DC | 240 | Configurable to four or two cables
[7 empty] | Zerova | DW30: DWWU301/DWWA301 | DW Series: DW30 | DC | 30 | 1x CCS1 connector 1x CHAdeMO connector
[7 empty] | Zerova | DZ480: DZWU482/DEZWA482 | DZ Series: DZ480 | DC | 480 | Configurable to two, four, or six cables

## NEVI (hidden)
National Electric Vehicle Infrastructure (NEVI)
Updated February 6, 2026
These products attest compliance with the listed NEVI vetting criteria.
NOTE: Criteria FE-22 was not used in filter due to lack of data
AFC Corridor [DCFC]: |  |  |  | Non-AFC Corridor [DCFC]: |  |  |  | Non-AFC Corridor [AC]:
Brand | Model Number | Type | Max Power (kW) | Brand | Model Number | Type | Max Power (kW) | Brand | Model Number | Type | Max Power (kW)
Autel | DC HiPower | DC | 640 | Autel | DC HiPower | DC | 640 | NULL | NULL | NULL | NULL
Autel | UF160A4001 | DC | 160 | Autel | UF060A3001 | DC | 60
Autel | UF180A4001 | DC | 180 | Autel | UF080A3001 | DC | 80
Autel | UF200A4001 | DC | 200 | Autel | UF100A3001 | DC | 100
Autel | UF220A4001 | DC | 220 | Autel | UF120A3001 | DC | 120
Autel | UF240A4001 | DC | 240 | Autel | UF140A4001 | DC | 140
CHAEVI | CV-3FD150P-IUL3 | DC | 150 | Autel | UF160A4001 | DC | 160
CHAEVI | CV-3FD180P-IUL3 | DC | 180 | Autel | UF180A4001 | DC | 180
CHAEVI | CV-3FD150P-IUL | DC | 150 | Autel | UF200A4001 | DC | 200
CHAEVI | CV-3FD180P-IUL | DC | 180 | Autel | UF220A4001 | DC | 220
CHAEVI | CV-3UD403P-NCC3 (CCS1/CCS1) | DC | 400 | Autel | UF240A4001 | DC | 240
CHAEVI | CV-3UD403P-NCN3 (CCS1/NACS) | DC | 400 | CHAEVI | CV-3FD120P-IUL3 | DC | 120
CHAEVI | CV-3UD403P-NDN3 (NACS/NACS) | DC | 400 | CHAEVI | CV-3FD150P-IUL3 | DC | 150
CHAEVI | DCV-3FD150-ICN | DC | 150 | CHAEVI | CV-3FD180P-IUL3 | DC | 180
CHAEVI | DCV-3FD180-ICN | DC | 180 | CHAEVI | CV-3FD120P-IUL | DC | 120
ChargePoint | Express Plus 2000 (EXPP-PL20##-FHWA) | DC | 500 | CHAEVI | CV-3FD150P-IUL | DC | 150
ChargeSmart EV | CSEV-DC180 | DC | 180 | CHAEVI | CV-3FD180P-IUL | DC | 180
ChargeSmart EV | CSEV-DC200 | DC | 200 | CHAEVI | CV-3UD403P-NCC3 (CCS1/CCS1) | DC | 400
ChargeSmart EV | CSEV-DC220 | DC | 220 | CHAEVI | CV-3UD403P-NCN3 (CCS1/NACS) | DC | 400
ChargeSmart EV | CSEV-DC240 | DC | 240 | CHAEVI | CV-3UD403P-NDN3 (NACS/NACS) | DC | 400
ChargeSmart EV | CSEV-DCHi | DC | 640 | CHAEVI | DCV-3FD120-ICN | DC | 120
Eaton | EXPP-PL20##-FHWA-ETN | DC | 500 | CHAEVI | DCV-3FD150-ICN | DC | 150
FLO | Ultra | DC | 320 | CHAEVI | DCV-3FD180-ICN | DC | 180
Gravity | GR-LH500CX | DC | 500 | ChargePoint | CPE250C-625-CCS1-200A-**** | DC | 62.5
Gravity | GT-AH200XX | DC | 200 | ChargePoint | CPE280-800-NA-FHWA | DC | 160
Gravity | GT-AV200XX | DC | 200 | ChargePoint | CPE280-800-NA-FHWA | DC | 80
Gravity | GT-LAV500EX | DC | 500 | ChargePoint | Express Plus 1000 Power Block: CPPB0001*** PM1.5 43-001200-** EXPP-PL10##*-#*#*#-#*#*#-*** | DC | 500
Gravity | GT-LLH500EX | DC | 500 | ChargePoint | Express Plus 2000 (EXPP-PL20##-FHWA) | DC | 500
Gravity | GT-LV500CX | DC | 500 | ChargeSmart EV | CSEV-DC060 | DC | 60
Lynkwell | LW141-DC160 | DC | 160 | ChargeSmart EV | CSEV-DC080 | DC | 80
Lynkwell | LW141-DC180 | DC | 180 | ChargeSmart EV | CSEV-DC100 | DC | 100
Lynkwell | LW141-DC200 | DC | 200 | ChargeSmart EV | CSEV-DC120 | DC | 120
Lynkwell | LW141-DC220 | DC | 220 | ChargeSmart EV | CSEV-DC140 | DC | 140
Lynkwell | LW141-DC240 | DC | 240 | ChargeSmart EV | CSEV-DC160 | DC | 160
Lynkwell | LW141-DC640 | DC | 640 | ChargeSmart EV | CSEV-DC180 | DC | 180
Tesla | 1450758 | DC | 387 | ChargeSmart EV | CSEV-DC200 | DC | 200
Tesla | 1732843 | DC | 250 | ChargeSmart EV | CSEV-DC220 | DC | 220
|  |  |  | ChargeSmart EV | CSEV-DC240 | DC | 240
|  |  |  | ChargeSmart EV | CSEV-DCHi | DC | 640
|  |  |  | Eaton | CPE250C-625-CCS1-200A-****-ETN | DC | 62.5
|  |  |  | Eaton | CPE280-800-NA-FHWA-ETN | DC | 160
|  |  |  | Eaton | CPE280-800-NA-FHWA-ETN | DC | 80
|  |  |  | Eaton | EXPP-PL20##-FHWA-ETN | DC | 500
|  |  |  | Eaton | Express Plus 1000 Power Block: CPPB0001***-ETN PM1.5 43-001200-**-ETN EXPP-PL10##*-#*#*#-#*#*#-***-ETN | DC | 500
|  |  |  | FLO | Ultra | DC | 320
|  |  |  | Gravity | GR-LH500CX | DC | 500
|  |  |  | Gravity | GT-AH200XX | DC | 200
|  |  |  | Gravity | GT-AV200XX | DC | 200
|  |  |  | Gravity | GT-LAV500EX | DC | 500
|  |  |  | Gravity | GT-LLH500EX | DC | 500
|  |  |  | Gravity | GT-LV500CX | DC | 500
|  |  |  | Lynkwell | LW141-DC100 | DC | 100
|  |  |  | Lynkwell | LW141-DC120 | DC | 120
|  |  |  | Lynkwell | LW141-DC140 | DC | 140
|  |  |  | Lynkwell | LW141-DC160 | DC | 160
|  |  |  | Lynkwell | LW141-DC180 | DC | 180
|  |  |  | Lynkwell | LW141-DC200 | DC | 200
|  |  |  | Lynkwell | LW141-DC220 | DC | 220
|  |  |  | Lynkwell | LW141-DC240 | DC | 240
|  |  |  | Lynkwell | LW141-DC60 | DC | 60
|  |  |  | Lynkwell | LW141-DC640 | DC | 640
|  |  |  | Lynkwell | LW141-DC80 | DC | 80
|  |  |  | Tesla | 1450758 | DC | 387
|  |  |  | Tesla | 1732843 | DC | 250

## NYSERDA (hidden)
NYSERDA New York School Bus Incentive Program
Updated February 6, 2026
These EVSE meet the program requirements established by NYSERDA for the School Bus Incentive Program
Brand | Model | Type | Max Power (kW) | Warranty | Port Notes
ABB | 6AGC081291 | AC | 19.2 | 0 | 0
ABB | Terra 124 ### | DC | 120 | 0 | Available with 1 or 2 CCS1, CCS2 or CHAdeMO connectors
ABB | Terra 184 ### | DC | 180 | 0 | Available with 1 or 2 CCS1, CCS2 or CHAdeMO connectors
Alpitronic | HYC400-1 | DC | 100 | 1 | 1-4 Ports
Alpitronic | HYC400-2 | DC | 200 | 1 | 1-4 Ports
Alpitronic | HYC400-3 | DC | 300 | 1 | 1-4 Ports
Alpitronic | HYC400-4 | DC | 400 | 1 | 1-4 Ports
Autel | DC Compact - UW040A2501 | DC | 40 | 1 | Dual Port.
Autel | Maxi UW19C002 | AC | 19.2 | 1 | Single port.
Autel | Maxi UW19CJ02 | AC | 19.2 | 1 | Single port.
Autel | Maxi UW19L002 | AC | 19.2 | 1 | Single port.
Autel | Maxi UW19LB02 | AC | 19.2 | 1 | Single port.
Autel | Maxi UW19LJ02 | AC | 19.2 | 1 | Single port.
Autel | UF####001 | AC | 19.2 | 1 | Single Port or Dual Port. No credit card reader
Autel | UF####101 | AC | 19.2 | 1 | Single Port or Dual Port
Autel | UF060A3001 | DC | 60 | 1 | Single or dual port
Autel | UF120A3001 | DC | 120 | 1 | Single or dual port
Autel | UF160A4001 | DC | 160 | 1 | Single or dual port
Autel | UF180A4001 | DC | 180 | 1 | Single or dual port
Autel | UF240A4001 | DC | 240 | 1 | Single or dual port
Blink | 780 | AC | 19.2 | 1 | Single port.
Blink | 9100 | DC | 40 | 1 | Single port.
Blink | 01-0561 | DC | 30 | 0 | Single Port ; CCS1 or CHAdeMO or NACS
Blink | 01-0562 | DC | 60 | 0 | Dual Port ; either 2 x CCS or 1x CCS + 1x CHAdeMO or or 1x CCS + 1x NACS or 2 x NACS
Blink | 01-0568 | DC | 300 | 1 | Dual Port ; either 2 x CCS or 1x CCS + 1x CHAdeMO or or 1x CCS + 1x NACS or 2 x NACS
Blink | 01-0577 | DC | 120 | 0 | Dual Port ; either 2 x CCS or 1x CCS + 1x CHAdeMO or or 1x CCS + 1x NACS or 2 x NACS
Blink | 01-0578 | DC | 180 | 1 | Dual Port ; either 2 x CCS or 1x CCS + 1x CHAdeMO or or 1x CCS + 1x NACS or 2 x NACS
Blink | 780 Series | AC | 19.2 | 0 | Dual Port, Standalone network capability
Blink | 880 (80A) | AC | 19.2 | 0 | Dual Port, Standalone network capability
Blink | IQW2-80U-M1-R2-N-25 (Advanced-LTE) Part Number 01-0207-LTE (IQ 200 Advanced) | AC | 19.2 | 0 | Single Port
breezEV | EVC-L2-P80-18-AP# | AC | 19.2 | 1 | Single port. Last character denotes years of AmpUp Pro Software included
BTC Power | EVP-2001-80-# | AC | 19.2 | 0 | Single port. BTC Power Hardware is network/backend agnostic, but also provide our own basic network option if needed
BTC Power | EVP-2002-80-# | AC | 19.2 | 0 | Dual port. BTC Power Hardware is network/backend agnostic, but also provide our own basic network option if needed
BTC Power | HPCD7-350-###-01# | DC | 360 | 1 | BTC Power Hardware is network/backend agnostic, but also provide our own basic network option if needed
BTC Power | HPCT3-###-480-# / HPCD7-500-###-01# | DC | 360 | 1 | BTC Power Hardware is network/backend agnostic, but also provide our own basic network option if needed
BTC Power | L3A-180-480-### | DC | 180 | 0 | BTC Power Hardware is network/backend agnostic, but also provide our own basic network option if needed
CENNTRO | DCC190C190 | DC | 180 | 1 | Dual port.
CHAEVI | CV-3FD120P-IUL3 | DC | 120 | 1 | Dual port. Stand-Alone Equipment 120,150,180kW Serial-UL listed. Dynamic Load Balancing Available. NACS Cable Adaptable
CHAEVI | CV-3FD150P-IUL3 | DC | 150 | 1 | Dual port. Stand-Alone Equipment 120,150,180kW Serial-UL listed. Dynamic Load Balancing Available. NACS Cable Adaptable
CHAEVI | CV-3FD180P-IUL3 | DC | 180 | 1 | Dual port. Stand-Alone Equipment 120,150,180kW Serial-UL listed. Dynamic Load Balancing Available. NACS Cable Adaptable
CHAEVI | CV-3FD120P-IUL | DC | 120 | 1 | Dual port. Stand-Alone Equipment 120,150,180kW Serial-UL listed. Dynamic Load Balancing Available. NACS Cable Adaptable
CHAEVI | CV-3FD150P-IUL | DC | 150 | 1 | Dual port. Stand-Alone Equipment 120,150,180kW Serial-UL listed. Dynamic Load Balancing Available. NACS Cable Adaptable
CHAEVI | CV-3FD180P-IUL | DC | 180 | 1 | Dual port. Stand-Alone Equipment 120,150,180kW Serial-UL listed. Dynamic Load Balancing Available. NACS Cable Adaptable
CHAEVI | DCV-3FD120-ICN | DC | 120 | 1 | Dual port. Stand-Alone Equipment 120,150,180kW Serial-UL listed. Dynamic Load Balancing Available
CHAEVI | DCV-3FD150-ICN | DC | 150 | 1 | Dual port. Stand-Alone Equipment 120,150,180kW Serial-UL listed. Dynamic Load Balancing Available
CHAEVI | DCV-3FD180-ICN | DC | 180 | 1 | Dual port. Stand-Alone Equipment 120,150,180kW Serial-UL listed. Dynamic Load Balancing Available
ChargePoint | CP6####-80A-L## | AC | 19.2 | 0 | CP6000 family, NA, AC Station, 1 or 2 x Type 1 Cable, 50A or 80A, 1-Phase, 18' or 23' Cable, 6' or 8' Cable Management Kit, Pedestal or Wall Mount, 8" Touch Display, Contactless Credit Card and RFID Reader, Cellular/Wi-Fi, UL, Power Share Jumper, 1YR Parts Warranty, Optional credit card reader
ChargePoint | CPE250C-625-CCS1-200A-**** | DC | 62.5 | 1 | ChargePoint Express 250 Station (62.5 kW) - includes Express 250 Station, 2x Power Modules, 1x CCS1 200A cable, 1x CHAdeMO cable or NACS, North America Modem/SIM, cUL and UL listed, requires CPE250-CMT-IMPERIAL in US, CPE250-CMT-METRIC in Canada. CPE250-CMT-IMPERIAL/METRIC not included. FWHA and FTA compliant models available as well as with integrated EMV Chip Reader terminal.
ChargePoint | CPE280-800-NA | DC | 160 | 1 | [Paired Unit] ChargePoint Express 280 Station (80 kW) - includes Express 280 Station, 2x Power Modules, 1 or 2 connectors including CCS1, CHAdeMO, NACS. North America Modem/SIM, cUL and UL listed, FWHA and FTA compliant models available.
ChargePoint | CPE280-800-NA | DC | 80 | 1 | [Single Unit] ChargePoint Express 280 Station (80 kW) - includes Express 280 Station, 2x Power Modules, 1 or 2 connectors including CCS1, CHAdeMO, NACS. North America Modem/SIM, cUL and UL listed, FWHA and FTA compliant models available.
ChargePoint | CPE280-800-NA-CHIP | DC | 160 | 1 | [Paired Unit, Credit Card Reader sku] ChargePoint Express 280 Station (80 kW) - includes Express 280 Station, 2x Power Modules, 1 or 2 connectors including CCS1, CHAdeMO, NACS. North America Modem/SIM, cUL and UL listed, FWHA and FTA compliant models available.
ChargePoint | CPE280-800-NA-CHIP | DC | 80 | 1 | [Single Unit, Credit Card Reader sku] ChargePoint Express 280 Station (80 kW) - includes Express 280 Station, 2x Power Modules, 1 or 2 connectors including CCS1, CHAdeMO, NACS. North America Modem/SIM, cUL and UL listed, FWHA and FTA compliant models available.
ChargePoint | CPE280-800-NA-FHWA | DC | 160 | 1 | [Paired Unit, FHWA sku] ChargePoint Express 280 Station (80 kW) - includes Express 280 Station, 2x Power Modules, 1 or 2 connectors including CCS1, CHAdeMO, NACS. North America Modem/SIM, cUL and UL listed, FWHA and FTA compliant models available.
ChargePoint | CPE280-800-NA-FHWA | DC | 80 | 1 | [Single Unit, FHWA sku] ChargePoint Express 280 Station (80 kW) - includes Express 280 Station, 2x Power Modules, 1 or 2 connectors including CCS1, CHAdeMO, NACS. North America Modem/SIM, cUL and UL listed, FWHA and FTA compliant models available.
ChargePoint | Express Plus 1000 Power Block: CPPB0001*** PM1.5 43-001200-** EXPP-PL10##*-#*#*#-#*#*#-*** | DC | 500 | 1 | Express Plus system includes Power Block, Power Modules, and Power Link 1000 series; Used for Fleet or Commercial.
ChargePoint | Express Plus 2000 (EXPP-PL20##-CHIP) | DC | 500 | 1 | [CHIP sku]Express Plus system includes Power Block, Power Modules, and Power Link 2000 series; Each Power Link Dispenser can include 1 or 2 connctor including CCS, NACS, or CHAdeMO
ChargePoint | Express Plus 2000 (EXPP-PL20##-FHWA) | DC | 500 | 1 | [FHWA sku] Express Plus system includes Power Block, Power Modules, and Power Link 2000 series; Each Power Link Dispenser can include 1 or 2 connctor including CCS, NACS, or CHAdeMO
ChargePoint | Express Plus 2000 (EXPP-PL20##) | DC | 500 | 1 | Express Plus system includes Power Block, Power Modules, and Power Link 2000 series; Each Power Link Dispenser can include 1 or 2 connctor including CCS, NACS, or CHAdeMO
ChargeSmart EV | CSEV-AC-#P | AC | 19.2 | 1 | Single Port or Dual Port. No credit card reader
ChargeSmart EV | CSEV-DC060 | DC | 60 | 1 | Single or dual port
ChargeSmart EV | CSEV-DC120 | DC | 120 | 1 | Single or dual port
ChargeSmart EV | CSEV-DC160 | DC | 160 | 1 | Single or dual port
ChargeSmart EV | CSEV-DC180 | DC | 180 | 1 | Single or dual port
ChargeSmart EV | CSEV-DC240 | DC | 240 | 1 | Single or dual port
ChargeTronix | CTC-CAC80 | AC | 19.2 | 1 | Single or double port.
ChargeTronix | CTX-AiO-120 | DC | 120 | 1 | Dual port.
ChargeTronix | CTX-AiO-160 | DC | 160 | 1 | Dual port.
ChargeTronix | CTX-AiO-240 | DC | 240 | 1 | Dual port.
ChargeTronix | CTX-AiO-60 | DC | 60 | 1 | Dual port.
ChargeTronix | CTX-C40-240-2 | AC | 19.2 | 1 | Dual port.
ChargeTronix | CTX-C80-240-1 | AC | 19.2 | 1 | Single port.
ChargeTronix | CTX-C80-240-2 | AC | 19.2 | 1 | Dual port.
ChargeTronix | TP-EVPD-120kW | DC | 120 | 0 | Dual Port ; either 2 x CCS or 1x CCS + 1x CHAdeMO or or 1x CCS + 1x NACS or 2 x NACS
ChargeTronix | TP-EVPD-180kW | DC | 180 | 1 | Dual Port ; either 2 x CCS or 1x CCS + 1x CHAdeMO or or 1x CCS + 1x NACS or 2 x NACS
ChargeTronix | TP-EVPD-300kW | DC | 300 | 1 | Dual Port ; either 2 x CCS or 1x CCS + 1x CHAdeMO or or 1x CCS + 1x NACS or 2 x NACS
ChargeTronix | TP-EVPD-30kW | DC | 30 | 0 | Single Port ; CCS1 or CHAdeMO or NACS
ChargeTronix | TP-EVPD-60kW | DC | 60 | 0 | Dual Port ; either 2 x CCS or 1x CCS + 1x CHAdeMO or or 1x CCS + 1x NACS or 2 x NACS
DynaChrg | EVJ002 | AC | 19.2 | 1 | Single port. 48 amps and 80 amps
DynaChrg | EVS160 | DC | 160 | 1 | Output range:200V-1000V efficiency:Up to 96% Full certification User-friendly ADA Multiple payment methods Support for customization PLUG& CHARGE Hardware 15118-Ready Can Output 350A CCS1 boost 500A NACS boost 400A
DynaChrg | EVS240 | DC | 240 | 1 | Output range:200V-1000V efficiency:Up to 96% Full certification User-friendly ADA Multiple payment methods Support for customization PLUG& CHARGE Hardware 15118-Ready Can Output 350A CCS1 boost 500A NACS boost 400A
Eaton | CP6####-80A-L##-ETN | AC | 19.2 | 0 | CP6000 family, NA, AC Station, 1 or 2 x Type 1 Cable, 50A or 80A, 1-Phase, 18' or 23' Cable, 6' or 8' Cable Management Kit, Pedestal or Wall Mount, 8" Touch Display, Contactless Credit Card and RFID Reader, Cellular/Wi-Fi, UL, Power Share Jumper, 1YR Parts Warranty, Optional credit card reader
Eaton | CPE250C-625-CCS1-200A-****-ETN | DC | 62.5 | 1 | ChargePoint Express 250 Station (62.5 kW) - includes Express 250 Station, 2x Power Modules, 1x CCS1 200A cable, 1x CHAdeMO cable or NACS, North America Modem/SIM, cUL and UL listed, requires CPE250-CMT-IMPERIAL in US, CPE250-CMT-METRIC in Canada. CPE250-CMT-IMPERIAL/METRIC not included. FWHA and FTA compliant models available as well as with integrated EMV Chip Reader terminal.
Eaton | CPE280-800-NA-CHIP-ETN | DC | 160 | 1 | [Paired Unit, Credit Card Reader sku] ChargePoint Express 280 Station (80 kW) - includes Express 280 Station, 2x Power Modules, 1 or 2 connectors including CCS1, CHAdeMO, NACS. North America Modem/SIM, cUL and UL listed, FWHA and FTA compliant models available.
Eaton | CPE280-800-NA-CHIP-ETN | DC | 80 | 1 | [Single Unit, Credit Card Reader sku] ChargePoint Express 280 Station (80 kW) - includes Express 280 Station, 2x Power Modules, 1 or 2 connectors including CCS1, CHAdeMO, NACS. North America Modem/SIM, cUL and UL listed, FWHA and FTA compliant models available.
Eaton | CPE280-800-NA-ETN | DC | 160 | 1 | [Paired Unit] ChargePoint Express 280 Station (80 kW) - includes Express 280 Station, 2x Power Modules, 1 or 2 connectors including CCS1, CHAdeMO, NACS. North America Modem/SIM, cUL and UL listed, FWHA and FTA compliant models available.
Eaton | CPE280-800-NA-ETN | DC | 80 | 1 | [Single Unit] ChargePoint Express 280 Station (80 kW) - includes Express 280 Station, 2x Power Modules, 1 or 2 connectors including CCS1, CHAdeMO, NACS. North America Modem/SIM, cUL and UL listed, FWHA and FTA compliant models available.
Eaton | CPE280-800-NA-FHWA-ETN | DC | 160 | 1 | [Paired Unit, FHWA sku] ChargePoint Express 280 Station (80 kW) - includes Express 280 Station, 2x Power Modules, 1 or 2 connectors including CCS1, CHAdeMO, NACS. North America Modem/SIM, cUL and UL listed, FWHA and FTA compliant models available.
Eaton | CPE280-800-NA-FHWA-ETN | DC | 80 | 1 | [Single Unit, FHWA sku] ChargePoint Express 280 Station (80 kW) - includes Express 280 Station, 2x Power Modules, 1 or 2 connectors including CCS1, CHAdeMO, NACS. North America Modem/SIM, cUL and UL listed, FWHA and FTA compliant models available.
Eaton | EXPP-PL20##-CHIP-ETN | DC | 500 | 1 | [CHIP sku]Express Plus system includes Power Block, Power Modules, and Power Link 2000 series; Each Power Link Dispenser can include 1 or 2 connctor including CCS, NACS, or CHAdeMO
Eaton | EXPP-PL20##-ETN | DC | 500 | 1 | Express Plus system includes Power Block, Power Modules, and Power Link 2000 series; Each Power Link Dispenser can include 1 or 2 connctor including CCS, NACS, or CHAdeMO
Eaton | EXPP-PL20##-FHWA-ETN | DC | 500 | 1 | [FHWA sku] Express Plus system includes Power Block, Power Modules, and Power Link 2000 series; Each Power Link Dispenser can include 1 or 2 connctor including CCS, NACS, or CHAdeMO
Eaton | Express Plus 1000 Power Block: CPPB0001***-ETN PM1.5 43-001200-**-ETN EXPP-PL10##*-#*#*#-#*#*#-***-ETN | DC | 500 | 1 | Express Plus system includes Power Block, Power Modules, and Power Link 1000 series; Used for Fleet or Commercial.
Eaton | GMDC100-CCSX2 | DC | 100 | 1 | dual cable
Eaton | GMDC125-CCSX2 | DC | 125 | 1 | dual cable
Eaton | GMDC150-CCS | DC | 150 | 1 | Single port
Eaton | GMDC150-CCSX2 | DC | 150 | 1 | dual cable
Eaton | GMDC50-CCS | DC | 50 | 1 | Single port
Eaton | GMDC50-CCSX2 | DC | 50 | 1 | dual cable
Eaton | GMDC75-CCSX2 | DC | 75 | 1 | dual cable
Eaton | GMEV80CIE1B-WC/ GMEV80CIC1B-WC | AC | 19.2 | 0 | 0
Eaton | GMEV80CMC1-WC | AC | 19.2 | 1 | Single port.
Eaton | GMEV80CMC1B-AA | AC | 19.2 | 0 | AB Phasing/Cellular
Eaton | GMEV80CMC1B-AB | AC | 19.2 | 0 | BC Phasing/Cellular
Eaton | GMEV80CMC1B-AC | AC | 19.2 | 0 | CA Phasing/Cellular
Eaton | GMEV80CME1-WC | AC | 19.2 | 1 | Single port.
Eaton | GMEV80CME1B-AA | AC | 19.2 | 0 | AB Phasing/Wi-Fi
Eaton | GMEV80CME1B-AB | AC | 19.2 | 0 | BC Phasing/Wi-Fi
Eaton | GMEV80CME1B-AC | AC | 19.2 | 0 | CA Phasing/Wi-Fi
Eaton | GMEV80CME1B-WC/ GMEV80CMC1B-WC/ GMEV80CMX1B-WC | AC | 19.2 | 0 | 0
EnergiSpot | ATLEU2-80AAS | AC | 19.2 | 1 | Single port per unit, when configured as a dual unit on a single pedestal, each charger delivers their perscribed max output rating - never splitting power on a simutaneous charging session.
Epic Charging | EC80-AC | AC | 19.2 | 0 | Single Port, Standalone network capability
Epic Charging | ECB80-AC | AC | 19.2 | 0 | Single Port, Standalone network capability
iENERGIE360 US INC. dba. Injet | iNSCDA150K1 | DC | 150 | 1 | Dual port.
iENERGIE360 US INC. dba. Injet | iNSCDA180K1 | DC | 180 | 1 | Dual port.
iENERGIE360 US INC. dba. Injet | iNSCDA240K1 | DC | 240 | 1 | Dual port.
Espen | EVC/A80 | AC | 19.2 | 1 | Single port.
Espen | EVC/A80S | AC | 19.2 | 1 | Single port.
Espen | EVC/D030/S### | DC | 30 | 0 | 1x CCS1 connector 1x CHAdeMO connector
Espen | EVC/D060/S### | DC | 60 | 0 | 1x CCS1 connector 1x CHAdeMO connector
Espen | EVC/D120/S### | DC | 120 | 0 | 1x CCS1 connector 1x CHAdeMO connector
Espen | EVC/D360/S### | DC | 360 | 0 | Power Cabinet. 1x CCS1 connector or 1x CHAdeMO connector. Vetted dispensers are DDWU362T0TE2PN- RW DDWU362T0TE2N7-RW, DDWU362V00E2N7-RW DDWU362U0UE2PN-RW, DDWU362U0UE2N7-RW, DDWU362K0TE2PN-RW, DDWU362K0TE2N7-RW, DDWU362K0UE2PN-RW, DDWU362K0UE2N7-RW, DDWU362G00E2PN-RW, DDWU362G00E2N7-RW, DDWU362K00E2PN-RW, DDWU362K00E2N7-RW, DDWU362U00E2PN-RW, DDWU362U00E2N7-RW, DDWU362T00E2PN-RW, DDWU362T00E2N7-RW, DDWU362V0UE2PN-RW, DDWU362V0UE2N7-RW, DDWU362V0KE2PN-RW, DDWU362V0KE2N7-RW, DDWU362V0TE2PN-RW, DDWU362V0TE2N7-RW, DDWU362V00E2PN-RW.
EVCHRON | iM2C-19.2KA | AC | 19.2 | 1 | 0
EverCharge | E800-1017-01 | DC | 240 | 0 | OCA Full and Security certificates under software version 1.2009.0 (alternate company name on OCA cert - Wanbang Digital Energy Co., Ltd.)
EverCharge | E800-1029-01 | DC | 240 | 0 | OCA Full and Security certificates under software version 1.2009.0 (alternate company name on OCA cert - Wanbang Digital Energy Co., Ltd.)
EverCharge | E800-1042-01 | DC | 320 | 1 | Dual port.
EverCharge | EV002-80,E800-1001 | AC | 19.2 | 1 | Single Port, Standalone network capability
EVGateway | EGW-EX-1193-# | AC | 19.2 | 0 | 0
EvoCharge | EVO80-###-### | AC | 19.2 | 0 | 0
EVPassport | C6AM150XX | DC | 150 | 0 | Standalone DCFC, no HPC needed, runs off its own power
EVPassport | C6AM90XX | DC | 95 | 0 | Runs on 208 3P power, standalone DCFC
EVPassport | Howard Charger | AC | 19.2 | 0 | Single Port, Standalone network capability NRTL listed as ioTecha CCS-ACL2
EVSIS | JC-94F2-350-0T5 | DC | 350 | 1 | Dual port. CCS / NACS(Optional), OCPP 2.0.1 will be supported
EVSIS | JC-94F2-400-0T5 | DC | 400 | 1 | Dual port. CCS / NACS(Optional), OCPP 2.0.1 will be supported
EVSIS | JC-9932-100-CT | DC | 100 | 1 | CCS/CHAdeMO (optional), OCPP 2.0.1 will be supported
EVSIS | JC-9932-180-CT | DC | 180 | 1 | Dual port. CCS / NACS(Optional), OCPP 2.0.1 will be supported
EVSIS | JC-9932-240-CT | DC | 240 | 1 | Dual port. CCS / NACS(Optional), OCPP 2.0.1 will be supported
EVSIS | JC-9A31-30-CT | DC | 30 | 1 | CCS/OCPP 2.0.1 will be supported
FLO | CoRe+ MAX | AC | 19.2 | 1 | Single Port
FLO | SmartDC 100 | DC | 100 | 0 | 1x CCS1 connector 1x CHAdeMO connector
FLO | SmartDC 50 | DC | 50 | 0 | 1x CCS1 connector 1x CHAdeMO connector;SDCV3-50-480-22-#
FLO | Ultra | DC | 320 | 1 | Dual port.
Ford Pro Charging | DC Charging Station 120kW | DC | 120 | 0 | Dual port.
Ford Pro Charging | DC Charging Station 240kW | DC | 240 | 0 | Dual port.
Ford Pro Charging | FPC-AC0080ZC-U## | AC | 19.2 | 0 | Single Port NRTL Listed as EX-1193-1
Ford Pro Charging | FPC-DC0240AA-U## | DC | 240 | 0 | (Dealership only)
Ford Pro Charging | FPC-AC0019ZC-U## | AC | 19.2 | 0 | Single Port NRTL listed as LiteOn EX 1193 XXXX certified models
Ford Pro Charging | FPC-DC0060AA-U## | DC | 60 | 0 | Single or Dual Port 2x CCS1 connector . NRTL listed as Power Electronics NB060SU20
Ford Pro Charging | FPC-DC0120AA-U## | DC | 120 | 0 | 2x CCS1 200A or 300A connector NRTL listed as Power Electronics NB120SU20
FractalEV | FR-802E1DRNAK | AC | 19.2 | 1 | Single port
FractalEV | FR-802C1DRNAJ | AC | 19.2 | 1 | Single port
Free2Move | E21CH060Dx | DC | 60 | 0 | 1x CCS1 connector 1x CHAdeMO connector
G9EV | JB3.0-XXX | AC | 19.2 | 1 | 1 or 2 ports. In model number xxx represents two digits of output amperage & 1 digit signifying port quantity
Gateway International 360 | GW-EV3000/XXX | DC | 30 | 0 | 1x CCS1 connector 1x CHAdeMO connector
Gateway International 360 | GW-EV4400-120/XXX | DC | 120 | 0 | 1x CCS1 connector 1x CHAdeMO connector
Gateway International 360 | GW-EV4400-360/XXX | DC | 360 | 0 | Power Cabinet. 1x CCS1 connector or 1x CHAdeMO connector. Vetted dispensers are DDWU362T0TE2PN- RW DDWU362T0TE2N7-RW, DDWU362V00E2N7-RW DDWU362U0UE2PN-RW, DDWU362U0UE2N7-RW, DDWU362K0TE2PN-RW, DDWU362K0TE2N7-RW, DDWU362K0UE2PN-RW, DDWU362K0UE2N7-RW, DDWU362G00E2PN-RW, DDWU362G00E2N7-RW, DDWU362K00E2PN-RW, DDWU362K00E2N7-RW, DDWU362U00E2PN-RW, DDWU362U00E2N7-RW, DDWU362T00E2PN-RW, DDWU362T00E2N7-RW, DDWU362V0UE2PN-RW, DDWU362V0UE2N7-RW, DDWU362V0KE2PN-RW, DDWU362V0KE2N7-RW, DDWU362V0TE2PN-RW, DDWU362V0TE2N7-RW, DDWU362V00E2PN-RW.
Gateway International 360 | GW-EV4400-60/XXX | DC | 60 | 0 | 1x CCS1 connector 1x CHAdeMO connector
Gateway International 360 | GW-EV550-C/XXX | AC | 19.2 | 1 | Single port.
Heliox | HE9823005-01 | DC | 60 | 1 | Single port. Available as mobile, wall, or pedestal mount
Heliox | HE9823007-01 | DC | 30 | 1 | Single port. Available as mobile, wall, or pedestal mount
ICAPIA | ICACLS4080 | AC | 19.2 | 1 | Dual port.
ICAPIA | ICACLS80 | AC | 19.2 | 1 | Single port.
InCharge | EX-1193-1 | AC | 19.2 | 0 | Single Port NRTL Listed as EX-1193-1
InCharge | ICE 80A Dual | AC | 19.2 | 1 | Dual port.
InCharge | ICE-80A Gen1 | AC | 19.2 | 1 | Single port.
InCharge | ICE-80A Gen2 | AC | 19.2 | 1 | Single port.
InCharge | ICE-180 | DC | 180 | 1 | 1x CCS1 connector 1x CHAdeMO connector NRTL listed as Shenzhen InfyPower : EXP180K2-FD-UU2 & EXP180K2-FS-U2
InCharge | ICE-30 | DC | 30 | 1 | 1x CCS1 connector 1x CHAdeMO connector NRTL listed as Shenzhen InfyPower : EXP30k2-FSW-U2 & EXP30kW-FDW-UU2
InCharge | ICE-60 | DC | 60 | 1 | 1x CCS1 connector 1x CHAdeMO connector NRTL listed as Shenzhen InfyPower : EXP60K2-FD-UU2 & EXP60K2-FS-U2
InCharge | ICE60K3-FDW-UU2 | DC | 60 | 1 | Dual port.
Integra Energy | IEV-80SEL | AC | 19.2 | 1 | Single port.
Integra Energy | IEV-80SEL-G2 | AC | 19.2 | 1 | Single port.
Integra Energy | IEV/D030/SXXX | DC | 30 | 0 | 1x CCS1 connector 1x CHAdeMO connector
Integra Energy | IEV/D060/SXXX | DC | 60 | 0 | 1x CCS1 connector 1x CHAdeMO connector
Integra Energy | IEV/D120/SXXX | DC | 120 | 0 | 1x CCS1 connector 1x CHAdeMO connector
Integra Energy | IEV/D360/SXXX | DC | 360 | 0 | Power Cabinet. 1x CCS1 connector or 1x CHAdeMO connector. Vetted dispensers are DDWU362T0TE2PN- RW DDWU362T0TE2N7-RW, DDWU362V00E2N7-RW DDWU362U0UE2PN-RW, DDWU362U0UE2N7-RW, DDWU362K0TE2PN-RW, DDWU362K0TE2N7-RW, DDWU362K0UE2PN-RW, DDWU362K0UE2N7-RW, DDWU362G00E2PN-RW, DDWU362G00E2N7-RW, DDWU362K00E2PN-RW, DDWU362K00E2N7-RW, DDWU362U00E2PN-RW, DDWU362U00E2N7-RW, DDWU362T00E2PN-RW, DDWU362T00E2N7-RW, DDWU362V0UE2PN-RW, DDWU362V0UE2N7-RW, DDWU362V0KE2PN-RW, DDWU362V0KE2N7-RW, DDWU362V0TE2PN-RW, DDWU362V0TE2N7-RW, DDWU362V00E2PN-RW.
IoTecha | CCS-ACL2 / CCS-C80A | AC | 19.2 | 1 | Single Port. xx - cable length (15 or 25ft) yyy - LTE option
IoTecha | CCS-C80C | AC | 19.2 | 1 | Single Port. xx - cable length (15 or 25ft) yyy - LTE option
IXP, LLC | IXP-E80 | AC | 19.2 | 1 | EV Charger, 80 Amp, Level 2, 4G Module, ISO 15118 compliant, Credit Card Reader, Commercial, Gen 2, Orange
LEDVANCE LLC | 75902 | AC | 19.2 | 1 | EV Charger, 80 Amp, Level 2, Commercial, Gen 2, Orange
LEDVANCE LLC | 75915 | AC | 19.2 | 1 | EV Charger, 80 Amp, Level 2, 4G Module, Commercial, Gen 2, Orange
LEDVANCE LLC | 74903 | AC | 19.2 | 1 | EV Charger, 80 Amp, Level 2, ISO 15118 compliant, Commercial, Gen 2, Orange
LEDVANCE LLC | 75925 | AC | 19.2 | 1 | EV Charger, 80 Amp, Level 2, 4G Module, ISO 15118 compliant, Commercial, Gen 2, Orange
LEDVANCE LLC | 75904 | AC | 19.2 | 1 | EV Charger, 80 Amp, Level 2, ISO 15118 compliant, Credit Card Reader, Commercial, Gen 2, Orange
LEDVANCE LLC | 75928 | AC | 19.2 | 1 | EV Charger, 80 Amp, Level 2, 4G Module, Credit Card Reader, Commercial, Gen 2, Orange
LEDVANCE LLC | 75926 | AC | 19.2 | 1 | EV Charger, 80 Amp, Level 2, 4G Module, ISO 15118 compliant, Credit Card Reader, Commercial, Gen 2, Orange
LITE-ON | EX-1193-E | AC | 19.2 | 1 | Single port.
LITE-ON | EX-1193-H | AC | 19.2 | 1 | Single port.
LITE-ON | EX-1193-K | AC | 19.2 | 1 | Single port.
LITE-ON | EX-1193-M | AC | 19.2 | 1 | Single port.
LITE-ON | EX-1193-T | AC | 19.2 | 1 | Single port.
Loop Global | EVS-80A-L2-001 | AC | 19.2 | 0 | SAE J1772, Standalone network capability
Loop Global | EVS-80A-L2-002 | AC | 19.2 | 0 | SAE J1772, Standalone network capability
Loop Global | EVS-FLASH-300-D01 | DC | 300 | 1 | Dual port with screen. Power cabinet required: EVS-FLASH- 360-PC01
Loop Global | EVS-FLASH-300-D01-150 | DC | 150 | 1 | 150kW max per port
Loop Global | EVS-FLASH-300-D02 | DC | 300 | 1 | Dual port without screen. Power cabinet required: EVS-FLASH- 360-PC01
Loop Global | EVS-FLASH-300-D02-150 | DC | 150 | 1 | 150kW max per port
Lynkwell | LW102-AC80-# | AC | 19.2 | 1 | Single port.
Lynkwell | LW141-AC80 | AC | 19.2 | 1 | Single port.
Lynkwell | LW141-DC120 | DC | 120 | 1 | Single or dual port
Lynkwell | LW141-DC160 | DC | 160 | 1 | Single or dual port
Lynkwell | LW141-DC180 | DC | 180 | 1 | Single or dual port
Lynkwell | LW141-DC240 | DC | 240 | 1 | Single or dual port
Lynkwell | LW141-DC60 | DC | 60 | 1 | Single or dual port
Lynkwell | LW202-AC80 | AC | 19.2 | 1 | Single port.
Lynkwell | LW301-DC240 | DC | 240 | 0 | OCA Full and Security certificates under software version 1.2009.0 (alternate company name on OCA cert - Wanbang Digital Energy Co., Ltd.)
Lynkwell | LW301-DC320 | DC | 320 | 1 | Dual port.
Maverick LED | MES-EV-LH-DG80 | AC | 19.2 | 1 | Dual port. Note: Single charging 80A, simultaneous charging 40A
Maverick LED | MES-EV-TS-5-DG80-WM-US-R | AC | 19.2 | 1 | Dual port. NRTL Code Variation: MES-EV-TS-5-DG80- WM-US-R MES-EV-TS-5-DG80-WM-US-RG MES-EVTS-5-DG80-WM-US-RP MES-EV-TS-5-DG80-WM-USRGP MES-EV-TS5L-DG80-WM-US-R MES-EV-TS-5L-DG80-WM-USRG MES-EV-TS-5L-DG80-WM-US-RP MES-EV-TS5L-DG80-WM-US-RGP
Nuvve | TP-120DC-V1G-H1-C, TP-120DC-V1G-H1-N, TP-120DC-V1G-H2-CC, TP-120DC-V1G-H2-NN, TP-120DC-V1G-H2-NC, TP-120DC-V1G-H1-C-BA, TP-120DC-V1G-H1-N-BA, TP-120DC-V1G-H2-CC-BA, TP-120DC-V1G-H2-NN-BA, TP-120DC-V1G-H2-NC-BA | DC | 120 | 0 | Dual port. Can be configured with: 2x CCS, 2x NACS, 2x CHAdeMO, 1x CCS + 1x NACS, 1x CCS + 1x CHAdeMO
Nuvve | TP-180DC-V1G-H1-C, TP-180DC-V1G-H1-N, TP-180DC-V1G-H2-CC, TP-180DC-V1G-H2-NN, TP-180DC-V1G-H2-NC, TP-180DC-V1G-H1-C-BA, TP-180DC-V1G-H1-N-BA, TP-180DC-V1G-H2-CC-BA, TP-180DC-V1G-H2-NN-BA, TP-180DC-V1G-H2-NC-BA | DC | 180 | 1 | Dual port. Can be configured with: 2x CCS, 2x NACS, 2x CHAdeMO, 1x CCS + 1x NACS, 1x CCS + 1x CHAdeMO
Nuvve | TP-300HPDC-V1G-H1-C, TP-300HPDC-V1G-H1-N, TP-300HPDC-V1G-H2-CC, TP-300HPDC-V1G-H2-NN, TP-300HPDC-V1G-H2-NC, TP-300HPDC-V1G-H1-C-BA, TP-300HPDC-V1G-H1-N-BA, TP-300HPDC-V1G-H2-CC-BA, TP-300HPDC-V1G-H2-NN-BA, TP-300HPDC-V1G-H2-NC-BA | DC | 300 | 1 | Dual Port, either 2x CCS or 1x CCS + 1x CHAdeMO
Nuvve | TP-30DC-V1G-H1-C, TP-30DC-V1G-H1-N, TP-30DC-V1G-H1-C-BA, TP-30DC-V1G-H1-N-BA | DC | 30 | 0 | Dual port. Can be configured with: 2x CCS, 2x NACS, 2x CHAdeMO, 1x CCS + 1x NACS, 1x CCS + 1x CHAdeMO
Nuvve | TP-60DC-V1G-H1-C, TP-60DC-V1G-H1-N, TP-60DC-V1G-H2-CC, TP-60DC-V1G-H2-NN, TP-60DC-V1G-H2-NC, TP-60DC-V1G-H1-C-BA, TP-60DC-V1G-H1-N-BA, TP-60DC-V1G-H2-CC-BA, TP-60DC-V1G-H2-NN-BA, TP-60DC-V1G-H2-NC-BA | DC | 60 | 0 | Dual port. Can be configured with: 2x CCS, 2x NACS, 2x CHAdeMO, 1x CCS + 1x NACS, 1x CCS + 1x CHAdeMO
OpConnect | IC80 | AC | 19.2 | 0 | Single Port NRTL Listed as EX-1193-1
OpConnect | SC80 | AC | 19.2 | 0 | Single Port NRTL Listed as EX-1193-3
PowerCharge | PC-E80-C-03 | AC | 19.2 | 1 | Single port.
PowerCharge | PC-E80-C-04 | AC | 19.2 | 1 | Single port.
PowerFlex Systems | EX-1193-M | AC | 19.2 | 1 | Single port.
QCharge123 | QAC2-BC | AC | 19.2 | 1 | Single or dual port.
Sinexcel | SEC1000/160Y-H-U； SEC1000/160Y-T-U； SEC1000/160Y-HH-U； SEC1000/160Y-TT-U； SEC1000/160Y-HT-U； SEC1000/120Y-H-U； SEC1000/120Y-T-U； SEC1000/120Y-HH-U； SEC1000/120Y-TT-U； SEC1000/120Y-HT-U； SEC1000/60Y-C-U； SEC1000/60Y-S-U； SEC1000/60Y-CC-U； SEC1000/60Y-SS-U； SEC1000/60Y-SC-U； | DC | 160 | 1 | Output range:200V-1000V efficiency:Up to 96% Full certification User-friendly ADA Multiple payment methods Support for customization PLUG& CHARGE Hardware 15118-Ready Can Output 350A CCS1 boost 500A NACS boost 400A
Sinexcel | SEC1000/240Y-H-U SEC1000/240Y-HH-U SEC1000/240Y-HJ-U SEC1000/240Y-T-U SEC1000/240Y-HT-U SEC1000/240Y-TJ-U SEC1000/240Y-TT-U | DC | 240 | 1 | Output range:200V-1000V efficiency:Up to 96% Full certification User-friendly ADA Multiple payment methods Support for customization PLUG& CHARGE Hardware 15118-Ready Can Output 350A CCS1 boost 500A NACS boost 400A
SK Signet | FC200K-##-## | DC | 200 | 1 | "xx" in the model number identifies connector type. "B2": Dual CCS1 connector "BH": CCS1 and NACS connector
StarCharge | AC###AN030###### | AC | 19.2 | 1 | Single port.
StarCharge | DC3200AN147XYZ/ DC2800AN147XYZ/ DC2400AN147XYZ/ DC1800AN147XYZ/ DC1500AN147XYZ/ DC1200AN147XYZ | DC | 320 | 1 | Dual port.
StarCharge | Neptune 240kW | DC | 240 | 0 | OCA Full and Security certificates under software version 1.2009.0 (alternate company name on OCA cert - Wanbang Digital Energy Co., Ltd.)
SWTCH Energy | EX-1193-1 | AC | 19.2 | 1 | Single Port NRTL Listed as EX-1193-1
SWTCH Energy | EX-1193-3 | AC | 19.2 | 1 | Single Port NRTL Listed as EX-1193-3
TECO-Westinghouse | DOWU362 | DC | 360 | 0 | Power Cabinet. 1x CCS1 connector or 1x CHAdeMO connector. Vetted dispensers are DDWU362T0TE2PN- RW DDWU362T0TE2N7-RW, DDWU362V00E2N7-RW DDWU362U0UE2PN-RW, DDWU362U0UE2N7-RW, DDWU362K0TE2PN-RW, DDWU362K0TE2N7-RW, DDWU362K0UE2PN-RW, DDWU362K0UE2N7-RW, DDWU362G00E2PN-RW, DDWU362G00E2N7-RW, DDWU362K00E2PN-RW, DDWU362K00E2N7-RW, DDWU362U00E2PN-RW, DDWU362U00E2N7-RW, DDWU362T00E2PN-RW, DDWU362T00E2N7-RW, DDWU362V0UE2PN-RW, DDWU362V0UE2N7-RW, DDWU362V0KE2PN-RW, DDWU362V0KE2N7-RW, DDWU362V0TE2PN-RW, DDWU362V0TE2N7-RW, DDWU362V00E2PN-RW.
TECO-Westinghouse | DSWU122 | DC | 120 | 0 | 1x CCS1 connector 1x CHAdeMO connector
TECO-Westinghouse | DSWU601 | DC | 60 | 0 | 1x CCS1 connector 1x CHAdeMO connector
TECO-Westinghouse | DSWU901 | DC | 90 | 0 | 1x CCS1 connector 1x CHAdeMO connector
TECO-Westinghouse | DWWU301/ DW30 | DC | 30 | 0 | 1x CCS1 connector 1x CHAdeMO connector
Tellus Power | TP-EVPD-120kW (TP5-120-480) | DC | 120 | 0 | Dual Port ; either 2 x CCS or 1x CCS + 1x CHAdeMO or or 1x CCS + 1x NACS or 2 x NACS
Tellus Power | TP-EVPD-180kW (TP5-180-480) | DC | 180 | 1 | Dual Port ; either 2 x CCS or 1x CCS + 1x CHAdeMO or or 1x CCS + 1x NACS or 2 x NACS
Tellus Power | TP-EVPD-300kW (TP5-300-480) | DC | 300 | 1 | Dual Port ; either 2 x CCS or 1x CCS + 1x CHAdeMO or or 1x CCS + 1x NACS or 2 x NACS
Tellus Power | TP-EVPD-30kW (TP5-30-480) | DC | 30 | 0 | Single Port ; CCS1 or CHAdeMO or NACS
Tellus Power | TP-EVPD-60kW (TP5-60-480) | DC | 60 | 0 | Dual Port ; either 2 x CCS or 1x CCS + 1x CHAdeMO or or 1x CCS + 1x NACS or 2 x NACS
XCharge | C6AM150XX | DC | 150 | 0 | Standalone DCFC, no HPC needed, runs off its own power
XCharge | C6AM200XX | DC | 200 | 1 | Dual port.
XCharge | C6AM200XX (125kW) | DC | 125 | 0 | Runs on 208 3P power, standalone DCFC
XCharge | C6AM90XX | DC | 95 | 0 | Runs on 208 3P power, standalone DCFC
Xcharge | C7AM-240-CC / C7AM-240-LQ- CC | DC | 240 | 1 | Dual port DCFC (up to 400kW), available with both CCS1 and NACS (liquid or air cooled cable)
Xcharge | C7AM-280-CC / C7AM-280-LQ-CC | DC | 280 | 1 | Dual port DCFC (up to 400kW), available with both CCS1 and NACS (liquid or air cooled cable)
Xcharge | C7AM-320-CC / C7AM-320-LQ-CC | DC | 320 | 1 | Dual port DCFC (up to 400kW), available with both CCS1 and NACS (liquid or air cooled cable)
Xcharge | C7AM-360-CC / C7AM-360-LQ-CC | DC | 360 | 1 | Dual port DCFC (up to 400kW), available with both CCS1 and NACS (liquid or air cooled cable)
Xiamen Topstar Co., LTD | TSEA240V/80AUS | AC | 19.2 | 1 | Single port.
Xiamen Topstar Co., LTD | TSED240V/80A2US | AC | 19.2 | 1 | Dual port.
Zerova | DD3.0/3.5 Dispenser: DDWU362/DDWA362 | DC | 360 | 0 | 0
Zerova | DO360: DOWU362/DOWA362 | DC | 360 | 0 | Power Cabinet. 1x CCS1 connector or 1x CHAdeMO connector. Vetted dispensers are DDWU362T0TE2PN- RW DDWU362T0TE2N7-RW, DDWU362V00E2N7-RW DDWU362U0UE2PN-RW, DDWU362U0UE2N7-RW, DDWU362K0TE2PN-RW, DDWU362K0TE2N7-RW, DDWU362K0UE2PN-RW, DDWU362K0UE2N7-RW, DDWU362G00E2PN-RW, DDWU362G00E2N7-RW, DDWU362K00E2PN-RW, DDWU362K00E2N7-RW, DDWU362U00E2PN-RW, DDWU362U00E2N7-RW, DDWU362T00E2PN-RW, DDWU362T00E2N7-RW, DDWU362V0UE2PN-RW, DDWU362V0UE2N7-RW, DDWU362V0KE2PN-RW, DDWU362V0KE2N7-RW, DDWU362V0TE2PN-RW, DDWU362V0TE2N7-RW, DDWU362V00E2PN-RW.
Zerova | DQWA242 | DC | 240 | 1 | Configurable to four or two cables
Zerova | DS120: DSWU122/DSWA122 | DC | 120 | 0 | 1x CCS1 connector 1x CHAdeMO connector
Zerova | DS150: DSWU152/DSWA152 | DC | 150 | 0 | 1x CCS1 connector 1x CHAdeMO connector
Zerova | DS60: DSWU601/DSWA601/SF##601 | DC | 60 | 0 | 1x CCS1 connector 1x CHAdeMO connector
Zerova | DS90: DSWU901/DSWA901 | DC | 90 | 0 | 1x CCS1 connector 1x CHAdeMO connector
Zerova | DW30: DWWU301/DWWA301 | DC | 30 | 0 | 1x CCS1 connector 1x CHAdeMO connector

## Oregon DOT (hidden)
Oregon Department of Transportation - Approved Product List
Updated February 6, 2026
These Chargers and Networks meet the program requirements established by Oregon Department of Transportation.
All equipment must: • Be new and installed for the first time. Previously installed or rebuilt equipment is ineligible. Replacement of broken equipment is eligible, but projects must still follow the minimum port requirements. • Be purchased and not leased. • Have a minimum two-year warranty, either from the manufacturer, a third party, or the contractor. ODOT strongly encourages extended warranties.
The Minimum 2yr Warranty [2-7B] Filter for AC Charging Equipment will be used future rounds of this program. | [7 empty] | These added filters for Networks will be used in future rounds of this program: ([4-9] or [CA-3]) Customer Support [FE-5A] Payment – CC/Toll free/SMS ([FE-10B] or [FE-11]) OCPI
AC Charging Equipment | [7 empty] | Networks for Less than 4 Ports (Required for Public/Workplace) |  |  | Networks for 4 or More Ports (Required for Public/Workplace; Optional for Multi-Family Locations)
Brand | Model Number | Model Name | Type | Max Power (kW) | J1772 | J3400 | Notes | Brand | Network | Notes | Brand | Network | Notes
ATG Electronics | ATG-C01-40A | Commercial EV Charger | AC | 9.6 | 1 | 0 | Single port | AMPECO | AMPECO Charge | 0 | AMPECO | AMPECO Charge | 0
ATG Electronics | ATG-C01-48A | Commercial EV Charger | AC | 11.5 | 1 | 0 | Single port | AmpUp | AmpUp | 0 | AmpUp | AmpUp | 0
Autel | AC W12-L-4G | AC Elite | AC | 12 | 1 | 0 | Single Port ; OCPP Full Certificate with software version V1.13.97 | Autel | Autel Cloud | OCPP Full certificate for software version 2.0.105 | Autel | Autel Cloud | OCPP Full certificate for software version 2.0.105
Autel | MAXI US AC LW10-N14 | AC Lite | AC | 9.6 | 1 | -1 | Single port. NEMA 14-50 plug. Separate holster. | Blink | Blink Network | 0 | Blink | Blink Network | 0
Autel | MAXI US AC LW12 | AC Lite | AC | 12 | 1 | -1 | Single port. NEMA 14-50 plug. Separate holster. | BreatheEV | BreatheEV | 0 | BreatheEV | BreatheEV | 0
Autel | MAXI US AC W10-N14 | AC Elite Home | AC | 9.6 | 1 | -1 | Single port. NEMA 14-50 plug. Separate holster. | Buzze Inc. | Buzze | 0 | CHAEVI | CHAEVI | 0
Autel | MAXI US AC W10-N14-H | AC Elite Home | AC | 9.6 | 1 | -1 | Single port. NEMA 14-50 plug. Separate holster. | CHAEVI | CHAEVI | 0 | Charge America | Charge America Network | 0
Autel | MAXI US AC W10-N6 | AC Elite Home | AC | 9.6 | 1 | -1 | Single port. NEMA 14-50 plug. Separate holster. | Charge America | Charge America Network | 0 | ChargePoint | ChargePoint Network | 0
Autel | MAXI US AC W10-N6-H | AC Elite Home | AC | 9.6 | 1 | -1 | Single port. NEMA 14-50 plug. Separate holster. | ChargePoint | ChargePoint Network | 0 | Charli Charging | Charli Charging | 0
Autel | MAXI US AC W12 | AC Elite Home | AC | 12 | 1 | -1 | Single port. NEMA 14-50 plug. Separate holster. | Charli Charging | Charli Charging | 0 | DynaChrg | DynaChrg | 0
Autel | MAXI US AC W12-H | AC Elite Home | AC | 12 | 1 | -1 | Single port. NEMA 14-50 plug. Separate holster. | DynaChrg | DynaChrg | 0 | Electric Avenue | Electric Avenue | 0
Autel | Maxi UW19C002 | MaxiCharger AC Pro 80A | AC | 19.2 | 1 | -1 | Single port. | Eaton | Eaton Network | 0 | Epic Charging | Epic Charging | 0
Autel | Maxi UW19CJ02 | MaxiCharger AC 80A | AC | 19.2 | 1 | -1 | Single port. | Electric Avenue | Electric Avenue | 0 | EV Connect | EVConnect | 0
Autel | Maxi UW19L002 | MaxiCharger AC Pro 80A | AC | 19.2 | 1 | -1 | Single port. | Electrify America | Electrify America | 0 | EV Plus | EV+ Charging | 0
Autel | Maxi UW19LB02 | MaxiCharger AC 80A | AC | 19.2 | 1 | -1 | Single port. | Epic Charging | Epic Charging | 0 | Flipturn | Flipturn | 0
Autel | Maxi UW19LJ02 | MaxiCharger AC 80A | AC | 19.2 | 1 | -1 | Single port. | EV Connect | EVConnect | 0 | Gravity | Gravity Network | 0
Autel | UF####001 | AC Ultra | AC | 19.2 | 1 | 0 | Single Port or Dual Port. No credit card reader | EV Plus | EV+ Charging | 0 | Loop Global | Loop EV Charging Network | 0
Autel | UF####101 | AC Ultra | AC | 19.2 | 1 | 0 | Single Port or Dual Port | Flipturn | Flipturn | 0 | Noodoe | 0 | OCPP Full certificate for software version v1.0.2
Autel | UW12-J0610CA0002 | MaxiCharger AC Single | AC | 12 | 1 | 1 | Single port. | FLO | FLO Network | 0 | OpConnect | OpConnect Network | 0
Autel | UW12-J0650CA0002 | MaxiCharger AC Single | AC | 12 | 1 | 1 | Single port. | Gravity | Gravity Network | 0 | OPF Energy, LLC | OPF Energy, LLC | 0
Blink | 780 | Series 7 ISO Single | AC | 19.2 | 1 | 1 | Single port. | Loop Global | Loop EV Charging Network | 0 | PowerPump | PowerPump | 0
Blink | 01-0202 (MQ 200) | MQ 200 | AC | 12 | 1 | 0 | Single Port; NRTL listed as LiteOn MQW2-50C-M2-R#-#-23 and HQW2-50C-#-N#-#-23 | Noodoe | 0 | OCPP Full certificate for software version v1.0.2 | SWTCH Energy | SWTCH | 0
Blink | 780 (40A) | Series 7 ISO (Enhanced) | AC | 9.6 | 1 | 0 | Dual Port, Standalone network capability | OpConnect | OpConnect Network | 0 | The Mobility House | ChargePilot | 0
Blink | 780 (48A) | Series 7 ISO (Enhanced) | AC | 11.52 | 1 | 0 | Dual Port, Standalone network capability | OPF Energy, LLC | OPF Energy, LLC | 0 | Wevo Energy | Wevo Energy | 0
Blink | 780 Series | Series 7 ISO Plus | AC | 19.2 | 1 | 0 | Dual Port, Standalone network capability | Plugzio | Plugzio | 0 | Xeal | Xeal Network | 0
Blink | 880 (40A) | Series 8 ISO (Enhanced) | AC | 9.6 | 1 | 0 | Single or dual Port, Standalone network capability | PowerFlex Systems | PowerFlex Systems Network | 0
Blink | 880 (48A) | Series 8 ISO (Enhanced) | AC | 11.52 | 1 | 0 | Dual Port, Standalone network capability | PowerPump | PowerPump | 0
Blink | 880 (80A) | Series 8 ISO Plus | AC | 19.2 | 1 | 0 | Dual Port, Standalone network capability | SWTCH Energy | SWTCH | 0
Blink | IQW2-80U-M1-R2-N-25 (Advanced-LTE) Part Number 01-0207-LTE (IQ 200 Advanced) | IQ 200 Advanced | AC | 19.2 | 1 | 0 | Single Port | The Mobility House | ChargePilot | 0
BTC Power | EVP-2001-32-# | L2W-32-240-##-### | AC | 7.68 | 1 | -1 | Single port. BTC Power Hardware is network/backend agnostic, but also provide our own basic network option if needed | Wevo Energy | Wevo Energy | 0
BTC Power | EVP-2001-48-# | L2W-48-240-##-### | AC | 11.52 | 1 | -1 | Single port. BTC Power Hardware is network/backend agnostic, but also provide our own basic network option if needed | Xeal | Xeal Network | 0
BTC Power | EVP-2001-80-# | L2W-80-240-##-### | AC | 19.2 | 1 | -1 | Single port. BTC Power Hardware is network/backend agnostic, but also provide our own basic network option if needed
BTC Power | EVP-2002-32-# | L2P-32-240-##-### | AC | 7.68 | 1 | -1 | Dual port. BTC Power Hardware is network/backend agnostic, but also provide our own basic network option if needed
BTC Power | EVP-2002-48-# | L2P-48-240-##-### | AC | 11.52 | 1 | -1 | Dual port. BTC Power Hardware is network/backend agnostic, but also provide our own basic network option if needed
BTC Power | EVP-2002-80-# | L2P-80-240-##-### | AC | 19.2 | 1 | -1 | Dual port. BTC Power Hardware is network/backend agnostic, but also provide our own basic network option if needed
ChargePoint | CP6####-50A-L## | 6000 Series | AC | 12 | 1 | 0 | CP6000 family, NA, AC Station, 1 or 2 x Type 1 Cable, 50A or 80A, 1-Phase, 18' or 23' Cable, 6' or 8' Cable Management Kit, Pedestal or Wall Mount, 8" Touch Display, Contactless Credit Card and RFID Reader, Cellular/Wi-Fi, UL, Power Share Jumper, 1YR Parts Warranty, Optional credit card reader
ChargePoint | CP6####-80A-L## | 6000 Series | AC | 19.2 | 1 | 0 | CP6000 family, NA, AC Station, 1 or 2 x Type 1 Cable, 50A or 80A, 1-Phase, 18' or 23' Cable, 6' or 8' Cable Management Kit, Pedestal or Wall Mount, 8" Touch Display, Contactless Credit Card and RFID Reader, Cellular/Wi-Fi, UL, Power Share Jumper, 1YR Parts Warranty, Optional credit card reader
ChargePoint | CPF50- L##-****** | CPF50 | AC | 12 | 1 | 0 | CPF50 family, Single or Dual Port, Pedestal or Wall Mount, 50A, Type 1, Cable 18' or 23', Single Phase Charger, Cable Management Kit optional
ChargePoint | CT40##-GW1-*****## | CT4000 | AC | 7.2 | 1 | 0 | CT4000 family, NA, AC Station, 1 or 2 x Type 1 Cable, 30A, 1-Phase, 18' or 23' Cable, 6' or 8' Cable Management Kit, Pedestal or Wall Mount, 5.7" Display, Contactless Credit Card and RFID Reader
ChargeSmart EV | CSEV-AC-#P | 0 | AC | 19.2 | 1 | 0 | Single Port or Dual Port. No credit card reader
ChargeTronix | CTC-CAC80 | FLUX AC | AC | 19.2 | 1 | 1 | Single or double port.
ChargeTronix | CTX-C32-240-1 | FLUX AC 32A | AC | 7.6 | 1 | 1 | Single port.
ChargeTronix | CTX-C40-240-1 | FLUX AC 40A | AC | 9.6 | 1 | 1 | Single port
ChargeTronix | CTX-C40-240-2 | FLUX AC Dual 40A | AC | 19.2 | 1 | 1 | Dual port.
ChargeTronix | CTX-C48-240-1 | FLUX AC 48A | AC | 11.5 | 1 | 1 | Single port.
ChargeTronix | CTX-C80-240-1 | FLUX AC Single 80A | AC | 19.2 | 1 | 1 | Single port.
ChargeTronix | CTX-C80-240-2 | FLUX AC Dual 80A | AC | 19.2 | 1 | 1 | Dual port.
ChargeTronix | CTX-CAC48 | FLUX AC | AC | 11.6 | 1 | 1 | Single port.
Chargie | CH-L-48-PRA-1-18 | 0 | AC | 11.52 | 1 | 0 | 0
Chargie | CH-L-48-PRA-1-18-32 | 0 | AC | 7.68 | 1 | 0 | 0
Chargie | CH-L-48-PRA-1-18-40 | 0 | AC | 9.6 | 1 | 0 | 0
Chargie | CH-L-48-PRA-1-25 | 0 | AC | 11.52 | 1 | 0 | 0
Chargie | CH-L-48-PRA-1-25-32 | 0 | AC | 7.68 | 1 | 0 | 0
Chargie | CH-L-48-PRA-1-25-40 | 0 | AC | 9.6 | 1 | 0 | 0
Chargie | CH-L-48-PRAC-1-18 | 0 | AC | 11.52 | 1 | 0 | 0
Chargie | CH-L-48-PRAC-1-18-32 | 0 | AC | 7.68 | 1 | 0 | 0
Chargie | CH-L-48-PRAC-1-18-40 | 0 | AC | 9.6 | 1 | 0 | 0
Chargie | CH-L-48-PRAC-1-25 | 0 | AC | 11.52 | 1 | 0 | 0
Chargie | CH-L-48-PRAC-1-25-32 | 0 | AC | 7.68 | 1 | 0 | 0
Chargie | CH-L-48-PRAC-1-25-40 | 0 | AC | 9.6 | 1 | 0 | 0
Chargie | CH-L-48-PRACT-1-18 | 0 | AC | 11.52 | 1 | 0 | 0
Chargie | CH-L-48-PRACT-1-18-32 | 0 | AC | 7.68 | 1 | 0 | 0
Chargie | CH-L-48-PRACT-1-18-40 | 0 | AC | 9.6 | 1 | 0 | 0
Chargie | CH-L-48-PRACT-1-25 | 0 | AC | 11.52 | 1 | 0 | 0
Chargie | CH-L-48-PRACT-1-25-32 | 0 | AC | 7.68 | 1 | 0 | 0
Chargie | CH-L-48-PRACT-1-25-40 | 0 | AC | 9.6 | 1 | 0 | 0
Chargie | CH-L-48-PRAT-1-18 | 0 | AC | 11.52 | 1 | 0 | 0
Chargie | CH-L-48-PRAT-1-18-32 | 0 | AC | 7.68 | 1 | 0 | 0
Chargie | CH-L-48-PRAT-1-18-40 | 0 | AC | 9.6 | 1 | 0 | 0
Chargie | CH-L-48-PRAT-1-25 | 0 | AC | 11.52 | 1 | 0 | 0
Chargie | CH-L-48-PRAT-1-25-32 | 0 | AC | 7.68 | 1 | 0 | 0
Chargie | CH-L-48-PRAT-1-25-40 | 0 | AC | 9.6 | 1 | 0 | 0
CyberSwitching | CSE4-4G-BL | CSE4 | AC | 11.5 | 1 | 1 | Single Port
CyberSwitching | CSE1-4G-BL | CSE1 | AC | 11.5 | 1 | 1 | Single Port
CyberSwitching | CSE1-4G-BL-40 | CSE1 | AC | 7.5 | 1 | 1 | Single Port
CyberSwitching | CSE1-WIFI-BL | CSE1 | AC | 11.5 | 1 | 1 | Single Port
Eaton | CP6####-50A-L##-ETN | 6000 Series | AC | 12 | 1 | 0 | CP6000 family, NA, AC Station, 1 or 2 x Type 1 Cable, 50A or 80A, 1-Phase, 18' or 23' Cable, 6' or 8' Cable Management Kit, Pedestal or Wall Mount, 8" Touch Display, Contactless Credit Card and RFID Reader, Cellular/Wi-Fi, UL, Power Share Jumper, 1YR Parts Warranty, Optional credit card reader
Eaton | CP6####-80A-L##-ETN | 6000 Series | AC | 19.2 | 1 | 0 | CP6000 family, NA, AC Station, 1 or 2 x Type 1 Cable, 50A or 80A, 1-Phase, 18' or 23' Cable, 6' or 8' Cable Management Kit, Pedestal or Wall Mount, 8" Touch Display, Contactless Credit Card and RFID Reader, Cellular/Wi-Fi, UL, Power Share Jumper, 1YR Parts Warranty, Optional credit card reader
Eaton | CPF50- L##-******-ETN | CPF50 | AC | 12 | 1 | 0 | CPF50 family, Single or Dual Port, Pedestal or Wall Mount, 50A, Type 1, Cable 18' or 23', Single Phase Charger, Cable Management Kit optional
Eaton | CT40##-GW1-*****##-ETN | CT4000 | AC | 7.2 | 1 | 0 | CT4000 family, NA, AC Station, 1 or 2 x Type 1 Cable, 30A, 1-Phase, 18' or 23' Cable, 6' or 8' Cable Management Kit, Pedestal or Wall Mount, 5.7" Display, Contactless Credit Card and RFID Reader
Eaton | GMEV40CIE1B-WC/ GMEV40CIC1B-WC | Green Motion EV Charger | AC | 9.6 | 1 | 0 | 0
Eaton | GMEV40CME1B-WC/ GMEV40CMC1B-WC/ GMEV40CMX1B-WC | Green Motion EV Charger | AC | 9.6 | 1 | 0 | 0
Eaton | GMEV48CMC1-WC | Green Motion Building Pro | AC | 11.5 | 1 | 1 | Single port.
Eaton | GMEV48CME1-WC | Green Motion Building Pro | AC | 11.5 | 1 | 1 | Single port.
Eaton | GMEV80CIE1B-WC/ GMEV80CIC1B-WC | Green Motion EV Charger | AC | 19.2 | 1 | 0 | 0
Eaton | GMEV80CMC1-WC | Green Motion Fleet Pro | AC | 19.2 | 1 | 1 | Single port.
Eaton | GMEV80CMC1B-AA | Green Motion EV Charger | AC | 19.2 | 1 | 0 | AB Phasing/Cellular
Eaton | GMEV80CMC1B-AB | Green Motion EV Charger | AC | 19.2 | 1 | 0 | BC Phasing/Cellular
Eaton | GMEV80CMC1B-AC | Green Motion EV Charger | AC | 19.2 | 1 | 0 | CA Phasing/Cellular
Eaton | GMEV80CME1-WC | Green Motion Fleet Pro | AC | 19.2 | 1 | 1 | Single port.
Eaton | GMEV80CME1B-AA | Green Motion EV Charger | AC | 19.2 | 1 | 0 | AB Phasing/Wi-Fi
Eaton | GMEV80CME1B-AB | Green Motion EV Charger | AC | 19.2 | 1 | 0 | BC Phasing/Wi-Fi
Eaton | GMEV80CME1B-AC | Green Motion EV Charger | AC | 19.2 | 1 | 0 | CA Phasing/Wi-Fi
Eaton | GMEV80CME1B-WC/ GMEV80CMC1B-WC/ GMEV80CMX1B-WC | Green Motion EV Charger | AC | 19.2 | 1 | 0 | 0
Elinta Charge, UAB | CC-M2-USA-COM-PAY | CityCharge Mini2 | AC | 9.6 | 1 | -1 | Dual port. All-In-One Dual Charging System, Standalone, Spiral Cable, Network Capable EVSE, Optional Credit Card Reader.
Elinta Charge, UAB | CC-V2-USA-COM-PAY | CityCharge V2 | AC | 9.6 | 1 | -1 | Dual port. All-In-One Dual Charging System, Standalone, Spiral Cable, Network Capable EVSE, Optional Credit Card Reader.
Emporia | EMEVSE1 | EV Charger | AC | 11.52 | 1 | 0 | 0
ENERGY5 | IC3-32A-H-A | ENERGY5 PowerPump (IC3) | AC | 7.6 | 1 | 1 | Single port.
ENERGY5 | SC3-32A-H | ENERGY5 PowerPump (SC3) | AC | 7.6 | 1 | 1 | Single port.
Epic Charging | EC48-AC | Epic48 | AC | 11.5 | 1 | 0 | Single Port, Standalone network capability
Epic Charging | EC80-AC | Epic80 | AC | 19.2 | 1 | 0 | Single Port, Standalone network capability
Epic Charging | ECB48-AC | Epic48 | AC | 11.5 | 1 | 0 | Single Port, Standalone network capability
Epic Charging | ECB80-AC | Epic80 | AC | 19.2 | 1 | 0 | Single Port, Standalone network capability
Espen | EVC/A48 | EVC/A48 | AC | 11.5 | 1 | 1 | Single port.
Espen | EVC/A48X2 | EVC/A48X2 | AC | 11.5 | 1 | 1 | Dual port.
Espen | EVC/A48S | EVC/A48S | AC | 11.5 | 1 | 1 | Single port.
Espen | EVC/A48SX2 | EVC/A48SX2 | AC | 11.5 | 1 | 1 | Dual Port
Espen | EVC/A80 | EVC/A80 | AC | 19.2 | 1 | 1 | Single port.
Espen | EVC/A80S | EVC/A80S | AC | 19.2 | 1 | 1 | Single port.
EVBolt | EVB-AC-PAX19 | Prestige 19 | AC | 19.1 | 1 | 1 | Single Port, Standalone network capability
EVBox | Iqon IQ2303-###### | Iqon | AC | 7.2 | 1 | -1 | Dual Port , Standalone network capability
EVCHRON | iM2C-19.2KA | iM2C-19.2KA | AC | 19.2 | 1 | -1 | 0
EVCHRON | iM3C-09K6A | iM3C-09K6A | AC | 9.6 | 1 | -1 | 0
EVCHRON | iM3C-11K5A | iM3C-11K5A | AC | 11.5 | 1 | -1 | 0
EVCHRON | iM3C-15K6A | iM3C-15K6A | AC | 15.6 | 1 | -1 | 0
EverCharge | EV002-48,E800-1000 | EV02 | AC | 11.52 | 1 | 1 | Single Port, Standalone network capability
EverCharge | EV002-48,E800-1000-32A | EV02 | AC | 7.68 | 1 | 1 | Single Port, Standalone network capability
EverCharge | EV002-48,E800-1000-40A | EV02 | AC | 8.3 | 1 | 1 | Single Port, Standalone network capability
EverCharge | EV002-80,E800-1001 | EV02 | AC | 19.2 | 1 | 1 | Single Port, Standalone network capability
EverCharge | EV002-80,E800-1001-40A | EV02 | AC | 8.3 | 1 | 1 | Single Port, Standalone network capability
EVGateway | EGW-#C-32-# | 0 | AC | 7.7 | 1 | 0 | 0
EVGateway | EGW-#C-40-# | 0 | AC | 9.6 | 1 | 0 | 0
EVGateway | EGW-#C-48-# | 0 | AC | 11.5 | 1 | 0 | 0
EVGateway | EGW-EX-1193-# | 0 | AC | 19.2 | 1 | 0 | 0
EVmode | EVM2000-EVM101U | EVM2000 | AC | 11.5 | 1 | -1 | Single port.
EvoCharge | EVC5001#### | EVC5001#### | AC | 12 | 1 | -1 | Single port.
EvoCharge | EVC5002XYYY | EVC50 | AC | 12 | 1 | 1 | Single port.
EvoCharge | EVC5003XYYY | EVC50 LTE | AC | 12 | 1 | 1 | Single port.
EvoCharge | EVO32-310-001 | iEVSE Plus 32 | AC | 7.7 | 1 | 0 | Single Port, Standalone network capability
EvoCharge | EVO32-310-002 | iEVSE Plus 32 | AC | 7.7 | 1 | 0 | Dual Port, Standalone network capability
EvoCharge | EVO32-320-001 | iEVSE 32 | AC | 7.7 | 1 | 0 | Single Port, Standalone network capability
EvoCharge | EVO32-320-002 | iEVSE 32 | AC | 7.7 | 1 | 0 | Dual Port, Standalone network capability
EvoCharge | EVO80-###-### | MAX80 | AC | 19.2 | 1 | -1 | 0
EvoCharge | W1-1962-#### | iEVSE | AC | 9.6 | 1 | -1 | 0
EVPassport | Rosa Charger | Rosa | AC | 11 | 1 | 1 | Single Port, Standalone network capability
EVSE LLC | 3703 | ChargeWorks EV Charger | AC | 9.6 | 1 | 0 | Single port, Must acquire Gateway for network connectivity
EVSE LLC | 3722 | EVSE Garage Overhead Charger | AC | 9.6 | 1 | 0 | Single port, Must acquire Gateway for network connectivity
EVSE LLC | 3704 REV G | AutoCoil EV Charger | AC | 9.6 | 1 | 0 | Single port, Must acquire Gateway for network connectivity
EVSE LLC | 3704-002 REV G | AutoCoil EV Charger | AC | 9.6 | 1 | 0 | Single port, Must acquire Gateway for network connectivity
FLO | CoRe+ MAX | CoRe+™ MAX | AC | 19.2 | 1 | -2 | Single Port
FLO | CoRe+ STD 21 FT | CoRe+™ | AC | 7.2 | 1 | 0 | Dual Port , Standalone network capability
FLO | SmartTWO | SmartTWO™ Series | AC | 7.2 | 1 | 0 | Single Port, Standalone network capability
FLO | SmartTWO Cellular | SmartTWO™ Series | AC | 7.2 | 1 | 0 | Single Port, Standalone network capability
FLO | SmartTWO For City Curbside | SmartTWO™ Series | AC | 7.2 | 1 | 0 | Single Port, Standalone network capability
Ford Pro Charging | FPC-AC0048ZC-### | Ford Pro AC Charging Station, 48A Series 2 | AC | 11.5 | 1 | -1 | Single Port.
Ford Pro Charging | FPC-AC0080ZC-U## | Ford Pro AC Charging Station, Series 2 | AC | 19.2 | 1 | -1 | Single Port NRTL Listed as EX-1193-1
Ford Pro Charging | FPC-AC0011ZC-U## | 0 | AC | 11.5 | 1 | 0 | Single Port NRTL listed as Siemens 8EM1314-5CG14-2FA2
Ford Pro Charging | FPC-AC0019ZC-U## | 0 | AC | 19.2 | 1 | 0 | Single Port NRTL listed as LiteOn EX 1193 XXXX certified models
FractalEV | FR-802E1DRNAK | FR-80 (ISO) | AC | 19.2 | 1 | 1 | Single port
FractalEV | FR-482E1DRNAK | FR-48 (ISO) | AC | 11.5 | 1 | 1 | Single port
FractalEV | FR-482C1DRNAJ | FR-48 | AC | 11.5 | 1 | -1 | Single port
FractalEV | FR-802C1DRNAJ | FR-80 | AC | 19.2 | 1 | -1 | Single port
Free2Move | E21CA180Dx | 48A Charger | AC | 11 | 1 | 1 | Single Port, Standalone network capability; OCA Full and Security certificates under software version V1.00
Free2Move | E21CH012## | 0 | AC | 11 | 1 | 1 | Single Port, Standalone network capability; OCA Full and Security certificates under software version V1.00
Free2Move | E21CH019Dx | 80A Charger | AC | 19.1 | 1 | 1 | Single Port, Standalone network capability
Gateway International 360 | GW-EV75/XXX | GW-EV75/XXX | AC | 11.5 | 1 | 1 | Single port.
Generac Power Systems | PUP2-U-1-5-N-GC2 | 40A Level 2 Plus | AC | 9.6 | 1 | 0 | Single Port
Generac Power Systems | PUP3-U-1-6-C-GC2 | 48A Level 2 Pro | AC | 11.5 | 1 | -1 | # is a hold for cable length, connector type, power supply version, custom, and color. Payment terminal requirements aren't met by charger independently. We do allow integration with EVSP that have cloud-to-cloud integrations with payment terminals or kiosks. Examples can be provided.
ICAPIA | ICACLS4040 | i4040 | AC | 9.6 | 1 | 1 | Dual port.
ICAPIA | ICACLS4080 | i4080 | AC | 19.2 | 1 | 1 | Dual port.
ICAPIA | ICACLS80 | i80 | AC | 19.2 | 1 | 1 | Single port.
ICAPIA | ICACOP48 | OPAL OMNI 48 | AC | 11.5 | 1 | 1 | Single port.
InCharge | EX-1193-1 | 0 | AC | 19.2 | 1 | -1 | Single Port NRTL Listed as EX-1193-1
InCharge | ICE 80A Dual | ICE 80A Dual | AC | 19.2 | 1 | -1 | Dual port.
InCharge | ICE-80A Gen1 | ICE-80A Gen1 | AC | 19.2 | 1 | 1 | Single port.
InCharge | ICE-80A Gen2 | ICE-80A Gen2 | AC | 19.2 | 1 | 1 | Single port.
Integra Energy | IEV-48SEL | IEV-48SEL | AC | 11.5 | 1 | 1 | Single port.
Integra Energy | IEV-48SEL-G2 | IEV-48SEL-G2 | AC | 11.5 | 1 | 1 | Single port.
Integra Energy | IEV-80SEL | IEV-80SEL | AC | 19.2 | 1 | 1 | Single port.
Integra Energy | IEV-80SEL-G2 | IEV-80SEL-G2 | AC | 19.2 | 1 | 1 | Single port.
IoTecha | CCS-ACL2 / CCS-C80A | CCS-C80A-xxyyy | AC | 19.2 | 1 | -1 | Single Port. xx - cable length (15 or 25ft) yyy - LTE option
IoTecha | CCS-ACL2-40 / CCS-C40A | CCS-ACL2-40 / CCS-C40A | AC | 8.3 | 1 | -1 | Single Port. xx - cable length (15 or 25ft) yyy - LTE option
IoTecha | CCS-C80C | CCS-C80C-xxyyy | AC | 19.2 | 1 | -1 | Single Port. xx - cable length (15 or 25ft) yyy - LTE option
It's Electric Inc. | Brooklyn-718 | Brooklyn-718 | AC | 7.68 | 1 | 1 | Single port. Paired with SWTCH network
IXP, LLC | IXP-E48 | IXP-E48 | AC | 11.5 | 1 | -1 | 0
IXP, LLC | IXP-E80 | IXP-E80 | AC | 19.2 | 1 | -1 | EV Charger, 80 Amp, Level 2, 4G Module, ISO 15118 compliant, Credit Card Reader, Commercial, Gen 2, Orange
LEDVANCE LLC | 75899 | EVC/48A/LVL2/C2/OR | AC | 11.5 | 1 | -1 | EV Charger, 48 Amp, Level 2, Commercial, Gen 2, Orange
LEDVANCE LLC | 75905 | EVC/48A/LVL2/4G/C2/OR | AC | 11.5 | 1 | -1 | EV Charger, 48Amp, Level 2, 4G Module, Commercial, Gen 2, Orange
LEDVANCE LLC | 75900 | EVC/48A/LVL2/ISO/C2/OR | AC | 11.5 | 1 | -1 | EV Charger, 48 Amp, Level 2, ISO 15118 compliant, Commercial, Gen 2, Orange
LEDVANCE LLC | 75906 | EVC/48A/LVL2/4G/ISO/C2/OR | AC | 11.5 | 1 | -1 | EV Charger, 48 Amp, Level 2, 4G Module, ISO 15118 compliant, Commercial, Gen 2, Orange
LEDVANCE LLC | 75901 | EVC/48A/LVL2/ISO/CC/C2/OR | AC | 11.5 | 1 | -1 | EV Charger, 48 Amp, Level 2, ISO 15118 compliant, Credit Card Reader, Commercial, Gen 2, Orange
LEDVANCE LLC | 75927 | EVC/48A/LVL2/4G/CC/C2/OR | AC | 11.5 | 1 | -1 | EV Charger, 48 Amp, Level 2, 4G Module, Credit Card Reader, Commercial, Gen 2, Orange
LEDVANCE LLC | 75907 | EVC/48A/LVL2/4G/ISO/CC/C2/OR | AC | 11.5 | 1 | -1 | EV Charger, 48 Amp, Level 2, 4G Module, ISO 15118 compliant, Credit Card Reader, Commercial, Gen 2, Orange
LEDVANCE LLC | 75902 | EVC/80A/LVL2/C2/OR | AC | 19.2 | 1 | -1 | EV Charger, 80 Amp, Level 2, Commercial, Gen 2, Orange
LEDVANCE LLC | 75915 | EVC/80A/LVL2/4G/C2/OR | AC | 19.2 | 1 | -1 | EV Charger, 80 Amp, Level 2, 4G Module, Commercial, Gen 2, Orange
LEDVANCE LLC | 74903 | EVC/80A/LVL2/ISO/C2/OR | AC | 19.2 | 1 | -1 | EV Charger, 80 Amp, Level 2, ISO 15118 compliant, Commercial, Gen 2, Orange
LEDVANCE LLC | 75925 | EVC/80A/LVL2/4G/ISO/C2/OR | AC | 19.2 | 1 | -1 | EV Charger, 80 Amp, Level 2, 4G Module, ISO 15118 compliant, Commercial, Gen 2, Orange
LEDVANCE LLC | 75904 | EVC/80A/LVL2/ISO/CC/C2/OR | AC | 19.2 | 1 | -1 | EV Charger, 80 Amp, Level 2, ISO 15118 compliant, Credit Card Reader, Commercial, Gen 2, Orange
LEDVANCE LLC | 75928 | EVC/80A/LVL2/4G/CC/C2/OR | AC | 19.2 | 1 | -1 | EV Charger, 80 Amp, Level 2, 4G Module, Credit Card Reader, Commercial, Gen 2, Orange
LEDVANCE LLC | 75926 | EVC/80A/LVL2/4G/ISO/CC/C2/OR | AC | 19.2 | 1 | -1 | EV Charger, 80 Amp, Level 2, 4G Module, ISO 15118 compliant, Credit Card Reader, Commercial, Gen 2, Orange
LITE-ON | EX-1193-E | SC2 Plus 80A | AC | 19.2 | 1 | 1 | Single port.
LITE-ON | EX-1193-H | IC2 80A POS | AC | 19.2 | 1 | 1 | Single port.
LITE-ON | EX-1193-K | SC2 Plus 80A POS | AC | 19.2 | 1 | 1 | Single port.
LITE-ON | EX-1193-M | IC2 80A | AC | 19.2 | 1 | 1 | Single port.
LITE-ON | EX-1193-T | SC2 80A | AC | 19.2 | 1 | 1 | Single port.
LITE-ON | W1-UC168-0MF1F0 | SC48A | AC | 11.52 | 1 | 1 | Single port.
LITE-ON | W1-UC168-0MF1F0 | ADV 48A | AC | 11.52 | 1 | 1 | Single port.
LITE-ON | W1-UC168-0MF1FR | ADV+ 48A | AC | 11.52 | 1 | 1 | Single port.
LITE-ON | W1-UC168-0MJ1EP | ADV+ 48A POS | AC | 11.52 | 1 | 1 | Single port.
LITE-ON | W1-UC168-0MK1ER | IC 48A | AC | 11.52 | 1 | 1 | Single port.
LITE-ON | W1-UC168-0ML1EP | IC 48A POS | AC | 11.52 | 1 | 1 | Single port.
Loop Global | EVS-32A-L2-001 | EV-Flex LITE | AC | 7.68 | 1 | 0 | SAE J1772, Standalone network capability
Loop Global | EVS-32A-L2-002 | EV-Flex LITE | AC | 7.68 | 1 | 0 | SAE J1772, Standalone network capability
Loop Global | EVS-80A-L2-001 | EV-Fleet | AC | 19.2 | 1 | 0 | SAE J1772, Standalone network capability
Loop Global | EVS-80A-L2-002 | EV-Fleet | AC | 19.2 | 1 | 0 | SAE J1772, Standalone network capability
Lynkwell | LW141-AC50 | LW141-AC50 | AC | 12 | 1 | 0 | Single Port ; OCPP Full Certificate with software version V1.13.97
Lynkwell | LW141-AC80 | LW141-AC80 | AC | 19.2 | 1 | -1 | Single port.
Lynkwell | LW202-AC32 | LW202-AC32 | AC | 7.7 | 1 | 1 | Single port.
Lynkwell | LW202-AC48 | LW202-AC48 | AC | 11.52 | 1 | 1 | Single port.
Lynkwell | LW202-AC80 | LW202-AC80 | AC | 19.2 | 1 | 1 | Single port.
Noodoe | AC11P/ AC11P Exceed | 0 | AC | 11.5 | 1 | 0 | Single port.
OpConnect | IC80 | IC80 | AC | 19.2 | 1 | -1 | Single Port NRTL Listed as EX-1193-1
OpConnect | OC-IC3-32AH | 0 | AC | 7.2 | 1 | -1 | Single Port, Standalone network capability
OpConnect | OC-SC3-32AN | 0 | AC | 7.7 | 1 | -1 | Single Port, Standalone network capability
OpConnect | SC80 | SC80 | AC | 19.2 | 1 | -1 | Single Port NRTL Listed as EX-1193-3
PowerFlex Systems | EX-1193-M | IC 80A Gen2 | AC | 19.2 | 1 | 1 | Single port.
PowerFlex Systems | JNT-EVC10 (PF-JT48) | 0 | AC | 11.52 | 1 | 0 | Must acquire Nexus
PowerFlex Systems | W1-UC168-0MF1FR | ADV+48A / SC48 | AC | 11.6 | 1 | 1 | Single port.
PowerFlex Systems | W1-UC168-0MK1ER | IC 48A | AC | 11.6 | 1 | 1 | Single port.
PowerFlex Systems | W1-UC168-0ML1EP | IC 48A with POS | AC | 11.6 | 1 | 1 | Single port.
PowerPump | AC550 | AC550 | AC | 10 | 1 | 1 | Single Port.
QCharge123 | QAC2-BC | Commercial Charger | AC | 19.2 | 1 | 1 | Single or dual port.
QCharge123 | QAC2-BR | Residential/Low Commercial Charger | AC | 9.6 | 1 | 1 | Single port.
RAB Lighting Inc. | EVC48 | EVC48 | AC | 11 | 1 | 1 | Single Port, Standalone network capability; OCA Full and Security certificates under software version V1.00
Siemens | 8EM13105HF141GA2 | VersiCharge AC 48A NTEP | AC | 11.5 | 1 | 0 | Single Port, Standalone network capability
Siemens | 8EM13155HG141GA2 | VersiCharge Blue AC 48A NTEP | AC | 11.5 | 1 | 0 | Single Port, Standalone network capability
Siemens | VersiCharge 11.5kW 8EM1310-5CF14-0GA0 | VersiCharge | AC | 11.5 | 1 | 0 | Single Port, Standalone network capability
Siemens | VersiCharge 11.5kW 8EM1310-5CF14-1GA2 | VersiCharge | AC | 11.5 | 1 | 0 | Single Port, Standalone network capability
Siemens | VersiCharge 11.5kW 8EM1312-5CF18-0FA3 | VersiCharge | AC | 11.5 | 1 | 0 | Single Port, Standalone network capability
Siemens | VersiCharge 9.6kW 8EM1310-4CF14-0GA0 | VersiCharge | AC | 9.6 | 1 | 0 | Single Port, Standalone network capability
Siemens | VersiCharge 9.6kW 8EM1310-4CF14-1GA2 | VersiCharge | AC | 9.6 | 1 | 0 | Single Port, Standalone network capability
Siemens | VersiCharge 9.6kW 8EM1312-4CF18-0FA3 | VersiCharge | AC | 9.6 | 1 | 0 | Single Port, Standalone network capability
StarCharge | AC###AN030###### | Artemis | AC | 19.2 | 1 | 1 | Single port.
SWTCH Energy | AXLU111001/48 | AX48 | AC | 11 | 1 | 1 | Single Port, Standalone network capability; OCA Full and Security certificates under software version V1.00
SWTCH Energy | AXLU191001/80 | AX80 | AC | 19.1 | 1 | 1 | Single Port, Standalone network capability
SWTCH Energy | EX-1193-1 | SWTCH Lite-On Platinum IC3 80A | AC | 19.2 | 1 | 1 | Single Port NRTL Listed as EX-1193-1
SWTCH Energy | EX-1193-3 | SWTCH Lite-On Platinum SC3 80A | AC | 19.2 | 1 | 1 | Single Port NRTL Listed as EX-1193-3
SWTCH Energy | IC3-32A-H-A | SWTCH Lite-On Platinum IC3 | AC | 7.6 | 1 | 1 | Single Port NRTL Listed as IC3-32A-H-A
SWTCH Energy | SC3-32A-H | SWTCH Lite-On Platinum SC3 | AC | 7.6 | 1 | 1 | Single Port NRTL Listed as SC3-32A-H
SWTCH Energy | EVH006-48 | Joint Tech 48A | AC | 11.5 | 1 | 1 | Single port.
TurnOnGreen | EVP1100-W/CPEVAC-11KW-J17-W EVP1100-WG/CPEVAC-11KW-J17-WG CPEVAC-11KW-S18-# | 0 | AC | 11.4 | 1 | 0 | Single Port
Voltpost, Inc. | Voltpost Air Pole Mount | Voltpost Air | AC | 9.6 | 1 | 0 | Single port, Must acquire Gateway for network connectivity
Wallbox | PUP1-#-1-5-#-### / PUP2-#-1-5-#-### | Pulsar Plus | AC | 9.6 | 1 | 0 | Single Port
Wallbox | PUP3-#-#-6-#-##-# | Pulsar Pro 48A | AC | 11.5 | 1 | -1 | # is a hold for cable length, connector type, power supply version, custom, and color. Payment terminal requirements aren't met by charger independently. We do allow integration with EVSP that have cloud-to-cloud integrations with payment terminals or kiosks. Examples can be provided.
Xeal | A10L-25J1-3 | Xeal-32A | AC | 7.7 | 1 | -1 | Single port.
Xiamen Topstar Co., LTD | TSEA240V/32AUS | TSEA240V/##AUS | AC | 7.6 | 1 | 1 | Single port.
Xiamen Topstar Co., LTD | TSEA240V/40AUS | TSEA240V/##AUS | AC | 9.6 | 1 | 1 | Single port.
Xiamen Topstar Co., LTD | TSEA240V/48AUS | TSEA240V/##AUS | AC | 11.5 | 1 | 1 | Single port.
Xiamen Topstar Co., LTD | TSEA240V/80AUS | TSEA240V/##AUS | AC | 19.2 | 1 | 1 | Single port.
Xiamen Topstar Co., LTD | TSED240V/32A2US | TSED240V/##A2US | AC | 7.6 | 1 | 1 | Dual port.
Xiamen Topstar Co., LTD | TSED240V/40A2US | TSED240V/##A2US | AC | 9.6 | 1 | 1 | Dual port.
Xiamen Topstar Co., LTD | TSED240V/48A2US | TSED240V/##A2US | AC | 11.5 | 1 | 1 | Dual port.
Xiamen Topstar Co., LTD | TSED240V/80A2US | TSED240V/##A2US | AC | 19.2 | 1 | 1 | Dual port.
Zerova | AXLU111001/ AX48 | AX48 | AC | 11 | 1 | 1 | Single Port, Standalone network capability; OCA Full and Security certificates under software version V1.00
Zerova | AXLU191001/ AX80 | AX80 | AC | 19.1 | 1 | 1 | Single Port, Standalone network capability

## ODOT - BABA Draft (hidden)
ODOT BABA Draft
Updated February 6, 2026
BABA DCFC: |  |  |  |  | BABA L2: |  |  |  |  | Existing ODOT L2 List + BABA
Brand | Model Number | Type | Max Power (kW) | Notes | Brand | Model Number | Type | Max Power (kW) | Notes | Brand | Model Number | Model Name | Type | Max Power (kW) | Notes
ABB | A400 | DC | 400 | Dual port. | BTC Power | EVP-2001-32-# | AC | 7.68 | Single port. BTC Power Hardware is network/backend agnostic, but also provide our own basic network option if needed | #VALUE! | #VALUE! | #VALUE! | #VALUE! | #VALUE! | #VALUE!
ABB | HVC 150-C | DC | 150 | The HVC150-C is a depot style charger that can have up to 3 CCS1 depot boxes charging sequentially. | BTC Power | EVP-2001-48-# | AC | 11.52 | Single port. BTC Power Hardware is network/backend agnostic, but also provide our own basic network option if needed
ABB | HVC200-4D/2D | DC | 200 | Each power level can connect to a max of 4 Charging Interfaces (Ports). Each of which may be a CCS1 or Pantographs. NRTL certficate covers the pantograph for the product as well. | BTC Power | EVP-2001-48-#-40 | AC | 9.6 | Single port. BTC Power Hardware is network/backend agnostic, but also provide our own basic network option if needed
ABB | HVC300-4D/2D | DC | 300 | Each power level can connect to a max of 4 Charging Interfaces (Ports). Each of which may be a CCS1 or Pantographs. NRTL certficate covers the pantograph for the product as well. | BTC Power | EVP-2001-80-# | AC | 19.2 | Single port. BTC Power Hardware is network/backend agnostic, but also provide our own basic network option if needed
ABB | HVC360-4D/2D | DC | 360 | Each power level can connect to a max of 4 Charging Interfaces (Ports). Each of which may be a CCS1 or Pantographs. NRTL certficate covers the pantograph for the product as well. | BTC Power | EVP-2001-80-#-40 | AC | 9.6 | Single port. BTC Power Hardware is network/backend agnostic, but also provide our own basic network option if needed
Alpitronic | HYC400-1 | DC | 100 | 1-4 Ports | BTC Power | EVP-2002-32-# | AC | 7.68 | Dual port. BTC Power Hardware is network/backend agnostic, but also provide our own basic network option if needed
Alpitronic | HYC400-2 | DC | 200 | 1-4 Ports | BTC Power | EVP-2002-48-# | AC | 11.52 | Dual port. BTC Power Hardware is network/backend agnostic, but also provide our own basic network option if needed
Alpitronic | HYC400-3 | DC | 300 | 1-4 Ports | BTC Power | EVP-2002-48-#-40 | AC | 9.6 | Dual port. BTC Power Hardware is network/backend agnostic, but also provide our own basic network option if needed
Alpitronic | HYC400-4 | DC | 400 | 1-4 Ports | BTC Power | EVP-2002-80-# | AC | 19.2 | Dual port. BTC Power Hardware is network/backend agnostic, but also provide our own basic network option if needed
Autel | DC HiPower | DC | 640 | The DC HiPower has a power cabinet with dispenser set up. It comes in 320, 480, or 640kW options and can be purchased with 2, 4, 6, or 8 ports depending on the number of dispensers. | BTC Power | EVP-2002-80-#-40 | AC | 9.6 | Dual port. BTC Power Hardware is network/backend agnostic, but also provide our own basic network option if needed
Autel | UF060A3001 | DC | 60 | Single or dual port | ChargePoint | CP6####-50A-##-40 | AC | 9.6 | CP6000 family, NA, AC Station, 1 or 2 x Type 1 Cable, 50A or 80A, 1-Phase, 18' or 23' Cable, 6' or 8' Cable Management Kit, Pedestal or Wall Mount, 8" Touch Display, Contactless Credit Card and RFID Reader, Cellular/Wi-Fi, UL, Power Share Jumper, 1YR Parts Warranty, Optional credit card reader
Autel | UF080A3001 | DC | 80 | Single or dual port | ChargePoint | CP6####-50A-L## | AC | 12 | CP6000 family, NA, AC Station, 1 or 2 x Type 1 Cable, 50A or 80A, 1-Phase, 18' or 23' Cable, 6' or 8' Cable Management Kit, Pedestal or Wall Mount, 8" Touch Display, Contactless Credit Card and RFID Reader, Cellular/Wi-Fi, UL, Power Share Jumper, 1YR Parts Warranty, Optional credit card reader
Autel | UF100A3001 | DC | 100 | Single or dual port | ChargePoint | CP6####-80A-L## | AC | 19.2 | CP6000 family, NA, AC Station, 1 or 2 x Type 1 Cable, 50A or 80A, 1-Phase, 18' or 23' Cable, 6' or 8' Cable Management Kit, Pedestal or Wall Mount, 8" Touch Display, Contactless Credit Card and RFID Reader, Cellular/Wi-Fi, UL, Power Share Jumper, 1YR Parts Warranty, Optional credit card reader
Autel | UF120A3001 | DC | 120 | Single or dual port | Eaton | CP6####-50A-##-40-ETN | AC | 9.6 | CP6000 family, NA, AC Station, 1 or 2 x Type 1 Cable, 50A or 80A, 1-Phase, 18' or 23' Cable, 6' or 8' Cable Management Kit, Pedestal or Wall Mount, 8" Touch Display, Contactless Credit Card and RFID Reader, Cellular/Wi-Fi, UL, Power Share Jumper, 1YR Parts Warranty, Optional credit card reader
Autel | UF140A4001 | DC | 140 | Single or dual port | Eaton | CP6####-50A-L##-ETN | AC | 12 | CP6000 family, NA, AC Station, 1 or 2 x Type 1 Cable, 50A or 80A, 1-Phase, 18' or 23' Cable, 6' or 8' Cable Management Kit, Pedestal or Wall Mount, 8" Touch Display, Contactless Credit Card and RFID Reader, Cellular/Wi-Fi, UL, Power Share Jumper, 1YR Parts Warranty, Optional credit card reader
Autel | UF160A4001 | DC | 160 | Single or dual port | Eaton | CP6####-80A-L##-ETN | AC | 19.2 | CP6000 family, NA, AC Station, 1 or 2 x Type 1 Cable, 50A or 80A, 1-Phase, 18' or 23' Cable, 6' or 8' Cable Management Kit, Pedestal or Wall Mount, 8" Touch Display, Contactless Credit Card and RFID Reader, Cellular/Wi-Fi, UL, Power Share Jumper, 1YR Parts Warranty, Optional credit card reader
Autel | UF180A4001 | DC | 180 | Single or dual port | Electron Charger | EC-EVC-L2-11KW-G2 | AC | 11.5 | Single Port, 11.5KW, 208-240VAC, AC, LVL 2 Charger
Autel | UF200A4001 | DC | 200 | Single or dual port | Espen | EVC/A16 | AC | 3.8 | Single port.
Autel | UF220A4001 | DC | 220 | Single or dual port | Espen | EVC/A32 | AC | 7.6 | Single port.
Autel | UF240A4001 | DC | 240 | Single or dual port | Espen | EVC/A40 | AC | 9.6 | Single port.
Blink | 9100 | DC | 40 | Single port. | Espen | EVC/A48 | AC | 11.5 | Single port.
Blink | 01-0561 | DC | 30 | Single Port ; CCS1 or CHAdeMO or NACS | Espen | EVC/A48X2 | AC | 11.5 | Dual port.
Blink | 01-0562 | DC | 60 | Dual Port ; either 2 x CCS or 1x CCS + 1x CHAdeMO or or 1x CCS + 1x NACS or 2 x NACS | Espen | EVC/A80 | AC | 19.2 | Single port.
Blink | 01-0568 | DC | 300 | Dual Port ; either 2 x CCS or 1x CCS + 1x CHAdeMO or or 1x CCS + 1x NACS or 2 x NACS | EVBolt | EVB-AC-PAX11 | AC | 11 | Single Port, Standalone network capability
Blink | 01-0569 | DC | 360 | Dual Port ; either 2 x CCS or 1x CCS + 1x CHAdeMO or or 1x CCS + 1x NACS or 2 x NACS | EVBolt | EVB-AC-PAX19 | AC | 19.1 | Single Port, Standalone network capability
Blink | 01-0577 | DC | 120 | Dual Port ; either 2 x CCS or 1x CCS + 1x CHAdeMO or or 1x CCS + 1x NACS or 2 x NACS | EvoCharge | EVC5002XYYY | AC | 12 | Single port.
Blink | 01-0578 | DC | 180 | Dual Port ; either 2 x CCS or 1x CCS + 1x CHAdeMO or or 1x CCS + 1x NACS or 2 x NACS | EvoCharge | EVC5003XYYY | AC | 12 | Single port.
Blink | 01-0581 | DC | 240 | Dual Port ; either 2 x CCS or 1x CCS + 1x CHAdeMO or or 1x CCS + 1x NACS or 2 x NACS | EVPassport | Rosa Charger | AC | 11 | Single Port, Standalone network capability
Blink | 200-000320-A | DC | 200 | Dual Port ; either 2 x CCS or 1x CCS + 1x CHAdeMO or or 1x CCS + 1x NACS or 2 x NACS | EVSE LLC | 3703 | AC | 9.6 | Single port, Must acquire Gateway for network connectivity
Blink | C50####### C80####### | DC | 600 | Up to 8 ports. Kempower Power Unit supplies DC power to various distributed dispenser ouputs including but not limited to the Kempower Satellite (offers single or dual port configurations), the Kempower Liquid Cooled Satellite, etc.. Details about qualifications relevant to each variant is detailed in the corresponding notes section. | EVSE LLC | 3704 REV G | AC | 9.6 | Single port, Must acquire Gateway for network connectivity
BorgWarner | RES-DCVC125-480-V2G | DC V2G | 125 | Power Cabinet, Firmware 603/0A16, Checksum A6AB Approved dispensers are RES-D2-CS20, 1x CCS1 connector and RES-D3-CS20, 1x CCS1 connector | EVSE LLC | 3704-002 REV G | AC | 9.6 | Single port, Must acquire Gateway for network connectivity
BorgWarner | RES-DCVC60-480 | DC | 60 | Approved dispensers are RES-D2-CS20, 1x CCS1 connector and RES-D3-CS20, 1x CCS1 connector | Free2Move | E21CA180Dx | AC | 11 | Single Port, Standalone network capability; OCA Full and Security certificates under software version V1.00
BorgWarner | RES-DCVC60-480-V2G | DC V2G | 60 | Approved dispensers are RES-D2-CS20-V2G, 1x CCS1 connector and RES-D3-CS20-V2G, 1x CCS1 connector | Free2Move | E21CH012## | AC | 11 | Single Port, Standalone network capability; OCA Full and Security certificates under software version V1.00
BTC Power | HPCD6-500-05-005 | DC | 360 | Can power up to 4 dual port Fleet Dispensers to 1 Power Cabinet and charge sequentially. can charge up to 8 vehicles sequentially as a result. | Free2Move | E21CH019Dx | AC | 19.1 | Single Port, Standalone network capability
BTC Power | HPCD8-350-0# | DC | 180 | Can power up to 4 dual port Fleet Dispensers to 1 Power Cabinet and charge sequentially. can charge up to 8 vehicles sequentially as a result. | G9EV | JB3.0-XXX | AC | 19.2 | 1 or 2 ports. In model number xxx represents two digits of output amperage & 1 digit signifying port quantity
BTC Power | HPCT2-360-480-# | DC | 360 | BTC Power Hardware is network/backend agnostic, but also provide our own basic network option if needed | ICAPIA | ICACLS4040 | AC | 9.6 | Dual port.
BTC Power | HPCD7-350-###-01# | DC | 360 | BTC Power Hardware is network/backend agnostic, but also provide our own basic network option if needed | ICAPIA | ICACLS4080 | AC | 19.2 | Dual port.
BTC Power | HPCT3-###-480-# / HPCD7-500-###-01# | DC | 360 | BTC Power Hardware is network/backend agnostic, but also provide our own basic network option if needed | ICAPIA | ICACLS80 | AC | 19.2 | Single port.
BTC Power | L3A-180-480-### | DC | 180 | BTC Power Hardware is network/backend agnostic, but also provide our own basic network option if needed | ICAPIA | ICACOP48 | AC | 11.5 | Single port.
CHAEVI | CV-3FD120P-IUL3 | DC | 120 | Dual port. Stand-Alone Equipment 120,150,180kW Serial-UL listed. Dynamic Load Balancing Available. NACS Cable Adaptable | InCharge | ICE 80A Dual | AC | 19.2 | Dual port.
CHAEVI | CV-3FD150P-IUL3 | DC | 150 | Dual port. Stand-Alone Equipment 120,150,180kW Serial-UL listed. Dynamic Load Balancing Available. NACS Cable Adaptable | InCharge | ICE 80A Dual-40 | AC | 9.6 | Dual port.
CHAEVI | CV-3FD180P-IUL3 | DC | 180 | Dual port. Stand-Alone Equipment 120,150,180kW Serial-UL listed. Dynamic Load Balancing Available. NACS Cable Adaptable | Integra Energy | IEV-48SEL-G2 | AC | 11.5 | Single port.
CHAEVI | CV-3FD120P-IUL | DC | 120 | Dual port. Stand-Alone Equipment 120,150,180kW Serial-UL listed. Dynamic Load Balancing Available. NACS Cable Adaptable | Integra Energy | IEV-80SEL-G2 | AC | 19.2 | Single port.
CHAEVI | CV-3FD150P-IUL | DC | 150 | Dual port. Stand-Alone Equipment 120,150,180kW Serial-UL listed. Dynamic Load Balancing Available. NACS Cable Adaptable | IoTecha | CCS-C80C | AC | 19.2 | Single Port. xx - cable length (15 or 25ft) yyy - LTE option
CHAEVI | CV-3FD180P-IUL | DC | 180 | Dual port. Stand-Alone Equipment 120,150,180kW Serial-UL listed. Dynamic Load Balancing Available. NACS Cable Adaptable | It's Electric Inc. | Brooklyn-718 | AC | 7.68 | Single port. Paired with SWTCH network
CHAEVI | CV-3UD403P-NCC3 (CCS1/CCS1) | DC | 400 | All-in-One Equipment - UL, CTEP listed - Dynamic Load Balancing Available - CCS/NACS Cable | IXP, LLC | IXP-E48 | AC | 11.5 | 0
CHAEVI | CV-3UD403P-NCN3 (CCS1/NACS) | DC | 400 | All-in-One Equipment - UL, CTEP listed - Dynamic Load Balancing Available - CCS/NACS Cable | IXP, LLC | IXP-E80 | AC | 19.2 | EV Charger, 80 Amp, Level 2, 4G Module, ISO 15118 compliant, Credit Card Reader, Commercial, Gen 2, Orange
CHAEVI | CV-3UD403P-NDN3 (NACS/NACS) | DC | 400 | All-in-One Equipment - UL, CTEP listed - Dynamic Load Balancing Available - CCS/NACS Cable | LEDVANCE LLC | 75899 | AC | 11.5 | EV Charger, 48 Amp, Level 2, Commercial, Gen 2, Orange
CHAEVI | DCV-3FD120-ICN | DC | 120 | Dual port. Stand-Alone Equipment 120,150,180kW Serial-UL listed. Dynamic Load Balancing Available | LEDVANCE LLC | 75905 | AC | 11.5 | EV Charger, 48Amp, Level 2, 4G Module, Commercial, Gen 2, Orange
CHAEVI | DCV-3FD150-ICN | DC | 150 | Dual port. Stand-Alone Equipment 120,150,180kW Serial-UL listed. Dynamic Load Balancing Available | LEDVANCE LLC | 75900 | AC | 11.5 | EV Charger, 48 Amp, Level 2, ISO 15118 compliant, Commercial, Gen 2, Orange
CHAEVI | DCV-3FD180-ICN | DC | 180 | Dual port. Stand-Alone Equipment 120,150,180kW Serial-UL listed. Dynamic Load Balancing Available | LEDVANCE LLC | 75906 | AC | 11.5 | EV Charger, 48 Amp, Level 2, 4G Module, ISO 15118 compliant, Commercial, Gen 2, Orange
ChargePoint | CPE250C-625-CCS1-200A-**** | DC | 62.5 | ChargePoint Express 250 Station (62.5 kW) - includes Express 250 Station, 2x Power Modules, 1x CCS1 200A cable, 1x CHAdeMO cable or NACS, North America Modem/SIM, cUL and UL listed, requires CPE250-CMT-IMPERIAL in US, CPE250-CMT-METRIC in Canada. CPE250-CMT-IMPERIAL/METRIC not included. FWHA and FTA compliant models available as well as with integrated EMV Chip Reader terminal. | LEDVANCE LLC | 75901 | AC | 11.5 | EV Charger, 48 Amp, Level 2, ISO 15118 compliant, Credit Card Reader, Commercial, Gen 2, Orange
ChargePoint | CPE280-800-NA-FHWA | DC | 160 | [Paired Unit, FHWA sku] ChargePoint Express 280 Station (80 kW) - includes Express 280 Station, 2x Power Modules, 1 or 2 connectors including CCS1, CHAdeMO, NACS. North America Modem/SIM, cUL and UL listed, FWHA and FTA compliant models available. | LEDVANCE LLC | 75927 | AC | 11.5 | EV Charger, 48 Amp, Level 2, 4G Module, Credit Card Reader, Commercial, Gen 2, Orange
ChargePoint | CPE280-800-NA-FHWA | DC | 80 | [Single Unit, FHWA sku] ChargePoint Express 280 Station (80 kW) - includes Express 280 Station, 2x Power Modules, 1 or 2 connectors including CCS1, CHAdeMO, NACS. North America Modem/SIM, cUL and UL listed, FWHA and FTA compliant models available. | LEDVANCE LLC | 75907 | AC | 11.5 | EV Charger, 48 Amp, Level 2, 4G Module, ISO 15118 compliant, Credit Card Reader, Commercial, Gen 2, Orange
ChargePoint | Express Plus 1000 Power Block: CPPB0001*** PM1.5 43-001200-** EXPP-PL10##*-#*#*#-#*#*#-*** | DC | 500 | Express Plus system includes Power Block, Power Modules, and Power Link 1000 series; Used for Fleet or Commercial. | LEDVANCE LLC | 75902 | AC | 19.2 | EV Charger, 80 Amp, Level 2, Commercial, Gen 2, Orange
ChargePoint | Express Plus 2000 (EXPP-PL20##-FHWA) | DC | 500 | [FHWA sku] Express Plus system includes Power Block, Power Modules, and Power Link 2000 series; Each Power Link Dispenser can include 1 or 2 connctor including CCS, NACS, or CHAdeMO | LEDVANCE LLC | 75915 | AC | 19.2 | EV Charger, 80 Amp, Level 2, 4G Module, Commercial, Gen 2, Orange
ChargeSmart EV | CSEV-DC060 | DC | 60 | Single or dual port | LEDVANCE LLC | 74903 | AC | 19.2 | EV Charger, 80 Amp, Level 2, ISO 15118 compliant, Commercial, Gen 2, Orange
ChargeSmart EV | CSEV-DC080 | DC | 80 | Single or dual port | LEDVANCE LLC | 75925 | AC | 19.2 | EV Charger, 80 Amp, Level 2, 4G Module, ISO 15118 compliant, Commercial, Gen 2, Orange
ChargeSmart EV | CSEV-DC100 | DC | 100 | Single or dual port | LEDVANCE LLC | 75904 | AC | 19.2 | EV Charger, 80 Amp, Level 2, ISO 15118 compliant, Credit Card Reader, Commercial, Gen 2, Orange
ChargeSmart EV | CSEV-DC120 | DC | 120 | Single or dual port | LEDVANCE LLC | 75928 | AC | 19.2 | EV Charger, 80 Amp, Level 2, 4G Module, Credit Card Reader, Commercial, Gen 2, Orange
ChargeSmart EV | CSEV-DC140 | DC | 140 | Single or dual port | LEDVANCE LLC | 75926 | AC | 19.2 | EV Charger, 80 Amp, Level 2, 4G Module, ISO 15118 compliant, Credit Card Reader, Commercial, Gen 2, Orange
ChargeSmart EV | CSEV-DC160 | DC | 160 | Single or dual port | QCharge123 | QAC2-BC | AC | 19.2 | Single or dual port.
ChargeSmart EV | CSEV-DC180 | DC | 180 | Single or dual port | QCharge123 | QAC2-BR | AC | 9.6 | Single port.
ChargeSmart EV | CSEV-DC200 | DC | 200 | Single or dual port | RAB Lighting Inc. | EVC48 | AC | 11 | Single Port, Standalone network capability; OCA Full and Security certificates under software version V1.00
ChargeSmart EV | CSEV-DC220 | DC | 220 | Single or dual port | SWTCH Energy | AXLU111001/48 | AC | 11 | Single Port, Standalone network capability; OCA Full and Security certificates under software version V1.00
ChargeSmart EV | CSEV-DC240 | DC | 240 | Single or dual port | SWTCH Energy | AXLU191001/80 | AC | 19.1 | Single Port, Standalone network capability
ChargeSmart EV | CSEV-DCHi | DC | 640 | The CSEV-DCHi has a power cabinet with dispenser set up. It comes in 320, 480, or 640kW options and can be purchased with 2, 4, 6, or 8 ports depending on the number of dispensers. | TECO-Westinghouse | AXLU111001-40/ AX48-40 | AC | 8.3 | Single Port, Standalone network capability
ChargeTronix | CTX-AiO-120 | DC | 120 | Dual port. | TECO-Westinghouse | AXLU111001/ AX48 | AC | 11 | Single Port, Standalone network capability
ChargeTronix | CTX-AiO-160 | DC | 160 | Dual port. | Voltpost, Inc. | Voltpost Air Pole Mount | AC | 9.6 | Single port, Must acquire Gateway for network connectivity
ChargeTronix | CTX-AiO-240 | DC | 240 | Dual port. | Xeal | A10L-25J1-3 | AC | 7.7 | Single port.
ChargeTronix | CTX-AiO-60 | DC | 60 | Dual port. | Zerova | AXLU111001-40/ AX48-40 | AC | 8.3 | Single Port, Standalone network capability
ChargeTronix | Power Cabinet: CTX-DSPB-360 Dispenser: CTX-DST | DC | 360 | Up to 6 ports. | Zerova | AXLU111001/ AX48 | AC | 11 | Single Port, Standalone network capability; OCA Full and Security certificates under software version V1.00
ChargeTronix | Power Cabinet: CTX-DSPB-480 Dispenser: CTX-DST | DC | 480 | Up to 6 ports. | Zerova | AXLU191001/ AX80 | AC | 19.1 | Single Port, Standalone network capability
ChargeTronix | TP-EVPD-120kW | DC | 120 | Dual Port ; either 2 x CCS or 1x CCS + 1x CHAdeMO or or 1x CCS + 1x NACS or 2 x NACS
ChargeTronix | TP-EVPD-160kW | DC | 160 | Dual Port ; either 2 x CCS or 1x CCS + 1x CHAdeMO or or 1x CCS + 1x NACS or 2 x NACS
ChargeTronix | TP-EVPD-180kW | DC | 180 | Dual Port ; either 2 x CCS or 1x CCS + 1x CHAdeMO or or 1x CCS + 1x NACS or 2 x NACS
ChargeTronix | TP-EVPD-200kW | DC | 200 | Dual Port ; either 2 x CCS or 1x CCS + 1x CHAdeMO or or 1x CCS + 1x NACS or 2 x NACS
ChargeTronix | TP-EVPD-240kW | DC | 240 | Dual Port ; either 2 x CCS or 1x CCS + 1x CHAdeMO or or 1x CCS + 1x NACS or 2 x NACS
ChargeTronix | TP-EVPD-300kW | DC | 300 | Dual Port ; either 2 x CCS or 1x CCS + 1x CHAdeMO or or 1x CCS + 1x NACS or 2 x NACS
ChargeTronix | TP-EVPD-30kW | DC | 30 | Single Port ; CCS1 or CHAdeMO or NACS
ChargeTronix | TP-EVPD-360kW | DC | 360 | Dual Port ; either 2 x CCS or 1x CCS + 1x CHAdeMO or or 1x CCS + 1x NACS or 2 x NACS
ChargeTronix | TP-EVPD-60kW | DC | 60 | Dual Port ; either 2 x CCS or 1x CCS + 1x CHAdeMO or or 1x CCS + 1x NACS or 2 x NACS
DynaChrg | EVN120F | DC | 120 | 120kW all-in-one charger with 2 connectors. Alternate designations: DirectPowerPS 120 Fleet, DirectPowerPS 120
DynaChrg | EVN120P | DC | 120 | 120kW all-in-one charger with 2 connectors, advertising display, and payment terminal. Alternate designations: DirectPowerPS 120 Flagship, DirectPowerPS 120
DynaChrg | EVN180F | DC | 180 | 180kW all-in-one charger with 2 connectors. Alternate designations: DirectPowerPS 180 Fleet, DirectPowerPS 180
DynaChrg | EVN180P | DC | 180 | 180kW all-in-one charger with 2 connectors, advertising display, and payment terminal. Alternate designations: DirectPowerPS 180 Flagship, DirectPowerPS 180
DynaChrg | EVN240F | DC | 240 | 240kW all-in-one charger with 2 connectors. Alternate designations: DirectPowerPS 240 Fleet, DirectPowerPS 240
DynaChrg | EVN240P | DC | 240 | 240kW all-in-one charger with 2 connectors, advertising display, and payment terminal. Alternate designations: DirectPowerPS 240 Flagship, DirectPowerPS 240
DynaChrg | EVN300F | DC | 300 | 300kW all-in-one charger with 2 connectors. Alternate designations: DirectPowerPS 300 Fleet, DirectPowerPS 300
DynaChrg | EVN300P | DC | 300 | 300kW all-in-one charger with 2 connectors, advertising display, and payment terminal. Alternate designations: DirectPowerPS 300 Flagship, DirectPowerPS 300
DynaChrg | EVN360F | DC | 360 | 360kW all-in-one charger with 2 connectors. Alternate designations: DirectPowerPS 360 Fleet, DirectPowerPS 360
DynaChrg | EVN360P | DC | 360 | 360kW all-in-one charger with 2 connectors, advertising display, and payment terminal. Alternate designations: DirectPowerPS 360 Flagship, DirectPowerPS 360
DynaChrg | EVS160 | DC | 160 | Output range:200V-1000V efficiency:Up to 96% Full certification User-friendly ADA Multiple payment methods Support for customization PLUG& CHARGE Hardware 15118-Ready Can Output 350A CCS1 boost 500A NACS boost 400A
DynaChrg | EVS240 | DC | 240 | Output range:200V-1000V efficiency:Up to 96% Full certification User-friendly ADA Multiple payment methods Support for customization PLUG& CHARGE Hardware 15118-Ready Can Output 350A CCS1 boost 500A NACS boost 400A
DynaChrg | EVS480 | DC | 480 | Output range:200V-1000V efficiency:Up to 96% Full certification User-friendly ADA Multiple payment methods Support for customization PLUG& CHARGE Hardware 15118-Ready Air cooling output 350A Liquid cooling sustained maximum output 500A
Eaton | CPE250C-625-CCS1-200A-****-ETN | DC | 62.5 | ChargePoint Express 250 Station (62.5 kW) - includes Express 250 Station, 2x Power Modules, 1x CCS1 200A cable, 1x CHAdeMO cable or NACS, North America Modem/SIM, cUL and UL listed, requires CPE250-CMT-IMPERIAL in US, CPE250-CMT-METRIC in Canada. CPE250-CMT-IMPERIAL/METRIC not included. FWHA and FTA compliant models available as well as with integrated EMV Chip Reader terminal.
Eaton | CPE280-800-NA-FHWA-ETN | DC | 160 | [Paired Unit, FHWA sku] ChargePoint Express 280 Station (80 kW) - includes Express 280 Station, 2x Power Modules, 1 or 2 connectors including CCS1, CHAdeMO, NACS. North America Modem/SIM, cUL and UL listed, FWHA and FTA compliant models available.
Eaton | CPE280-800-NA-FHWA-ETN | DC | 80 | [Single Unit, FHWA sku] ChargePoint Express 280 Station (80 kW) - includes Express 280 Station, 2x Power Modules, 1 or 2 connectors including CCS1, CHAdeMO, NACS. North America Modem/SIM, cUL and UL listed, FWHA and FTA compliant models available.
Eaton | EXPP-PL20##-FHWA-ETN | DC | 500 | [FHWA sku] Express Plus system includes Power Block, Power Modules, and Power Link 2000 series; Each Power Link Dispenser can include 1 or 2 connctor including CCS, NACS, or CHAdeMO
Eaton | Express Plus 1000 Power Block: CPPB0001***-ETN PM1.5 43-001200-**-ETN EXPP-PL10##*-#*#*#-#*#*#-***-ETN | DC | 500 | Express Plus system includes Power Block, Power Modules, and Power Link 1000 series; Used for Fleet or Commercial.
Espen | EVC/D030/S### | DC | 30 | 1x CCS1 connector 1x CHAdeMO connector
Espen | EVC/D060/S### | DC | 60 | 1x CCS1 connector 1x CHAdeMO connector
Espen | EVC/D120/S### | DC | 120 | 1x CCS1 connector 1x CHAdeMO connector
Espen | EVC/D180/S### | DC | 180 | 1x CCS1 connector 1x CHAdeMO connector; OCA Full and Security certificates under software version V1.00
Espen | EVC/D360/S### | DC | 360 | Power Cabinet. 1x CCS1 connector or 1x CHAdeMO connector. Vetted dispensers are DDWU362T0TE2PN- RW DDWU362T0TE2N7-RW, DDWU362V00E2N7-RW DDWU362U0UE2PN-RW, DDWU362U0UE2N7-RW, DDWU362K0TE2PN-RW, DDWU362K0TE2N7-RW, DDWU362K0UE2PN-RW, DDWU362K0UE2N7-RW, DDWU362G00E2PN-RW, DDWU362G00E2N7-RW, DDWU362K00E2PN-RW, DDWU362K00E2N7-RW, DDWU362U00E2PN-RW, DDWU362U00E2N7-RW, DDWU362T00E2PN-RW, DDWU362T00E2N7-RW, DDWU362V0UE2PN-RW, DDWU362V0UE2N7-RW, DDWU362V0KE2PN-RW, DDWU362V0KE2N7-RW, DDWU362V0TE2PN-RW, DDWU362V0TE2N7-RW, DDWU362V00E2PN-RW.
EVBox | Troniq Modular | DC | 240 | 2 Ports
EVPassport | C6AM150XX | DC | 150 | Standalone DCFC, no HPC needed, runs off its own power
EVPassport | C6AM90XX | DC | 95 | Runs on 208 3P power, standalone DCFC
EVSIS | JC-94F2-350-0T5 | DC | 350 | Dual port. CCS / NACS(Optional), OCPP 2.0.1 will be supported
EVSIS | JC-94F2-400-0T5 | DC | 400 | Dual port. CCS / NACS(Optional), OCPP 2.0.1 will be supported
EVSIS | JC-9932-180-CT | DC | 180 | Dual port. CCS / NACS(Optional), OCPP 2.0.1 will be supported
EVSIS | JC-9932-240-CT | DC | 240 | Dual port. CCS / NACS(Optional), OCPP 2.0.1 will be supported
FLO | Ultra | DC | 320 | Dual port.
Free2Move | E21CH060Dx | DC | 60 | 1x CCS1 connector 1x CHAdeMO connector
Free2Move | E21CH180## | DC | 180 | 1x CCS1 connector 1x CHAdeMO connector; OCA Full and Security certificates under software version V1.00
Freewire | 900-00151-XX | DC | 150 | Battery integrated DCFC
Freewire | Boost 200 | DC | 200 | 1x CCS1 connector 1x CHAdeMO connector
Gateway International 360 | GW-EV3000/XXX | DC | 30 | 1x CCS1 connector 1x CHAdeMO connector
Gateway International 360 | GW-EV4400-120/XXX | DC | 120 | 1x CCS1 connector 1x CHAdeMO connector
Gateway International 360 | GW-EV4400-180/XXX | DC | 180 | 1x CCS1 connector 1x CHAdeMO connector; OCA Full and Security certificates under software version V1.00
Gateway International 360 | GW-EV4400-360/XXX | DC | 360 | Power Cabinet. 1x CCS1 connector or 1x CHAdeMO connector. Vetted dispensers are DDWU362T0TE2PN- RW DDWU362T0TE2N7-RW, DDWU362V00E2N7-RW DDWU362U0UE2PN-RW, DDWU362U0UE2N7-RW, DDWU362K0TE2PN-RW, DDWU362K0TE2N7-RW, DDWU362K0UE2PN-RW, DDWU362K0UE2N7-RW, DDWU362G00E2PN-RW, DDWU362G00E2N7-RW, DDWU362K00E2PN-RW, DDWU362K00E2N7-RW, DDWU362U00E2PN-RW, DDWU362U00E2N7-RW, DDWU362T00E2PN-RW, DDWU362T00E2N7-RW, DDWU362V0UE2PN-RW, DDWU362V0UE2N7-RW, DDWU362V0KE2PN-RW, DDWU362V0KE2N7-RW, DDWU362V0TE2PN-RW, DDWU362V0TE2N7-RW, DDWU362V00E2PN-RW.
Gateway International 360 | GW-EV4400-60/XXX | DC | 60 | 1x CCS1 connector 1x CHAdeMO connector
Gravity | GR-LH500CX | DC | 500 | 0
Gravity | GT-AH200XX | DC | 200 | 0
Gravity | GT-AV200XX | DC | 200 | 0
Gravity | GT-LAV500EX | DC | 500 | 0
Gravity | GT-LLH500EX | DC | 500 | 0
Gravity | GT-LV500CX | DC | 500 | 0
Heliox | HE9823005-01 | DC | 60 | Single port. Available as mobile, wall, or pedestal mount
Heliox | HE9823007-01 | DC | 30 | Single port. Available as mobile, wall, or pedestal mount
InCharge | ICE-30 | DC | 30 | 1x CCS1 connector 1x CHAdeMO connector NRTL listed as Shenzhen InfyPower : EXP30k2-FSW-U2 & EXP30kW-FDW-UU2
InCharge | ICE-22 V2X Wallbox | DC V2G | 22 | Supports both CCS and CHAdeMO. Up to 2 ports.
InCharge | ICE-44 V2X Wallbox | DC V2G | 44 | Single or dual port. Supports both CCS and CHAdeMO. Up to 2 ports.
InCharge | ICE60K3-FDW-UU2 | DC | 60 | Dual port.
Ingeteam | RAPID 120 | DC | 120 | Stand-alone. Single or dual port. CCS1, NACS and/or CHAdeMO.
Ingeteam | RAPID 150 | DC | 150 | Stand-alone. Single or dual port. CCS1, NACS and/or CHAdeMO.
Ingeteam | RAPID 180 | DC | 180 | Stand-alone. Single or dual port. CCS1, NACS and/or CHAdeMO.
Ingeteam | RAPID 60E | DC | 60 | Stand-alone. Single or dual port. CCS1, NACS and/or CHAdeMO.
Ingeteam | RAPID 90 | DC | 90 | Stand-alone. Single or dual port. CCS1, NACS and/or CHAdeMO.
Integra Energy | IEV/D030/SXXX | DC | 30 | 1x CCS1 connector 1x CHAdeMO connector
Integra Energy | IEV/D060/SXXX | DC | 60 | 1x CCS1 connector 1x CHAdeMO connector
Integra Energy | IEV/D120/SXXX | DC | 120 | 1x CCS1 connector 1x CHAdeMO connector
Integra Energy | IEV/D180/SXXX | DC | 180 | 1x CCS1 connector 1x CHAdeMO connector; OCA Full and Security certificates under software version V1.00
Integra Energy | IEV/D360/SXXX | DC | 360 | Power Cabinet. 1x CCS1 connector or 1x CHAdeMO connector. Vetted dispensers are DDWU362T0TE2PN- RW DDWU362T0TE2N7-RW, DDWU362V00E2N7-RW DDWU362U0UE2PN-RW, DDWU362U0UE2N7-RW, DDWU362K0TE2PN-RW, DDWU362K0TE2N7-RW, DDWU362K0UE2PN-RW, DDWU362K0UE2N7-RW, DDWU362G00E2PN-RW, DDWU362G00E2N7-RW, DDWU362K00E2PN-RW, DDWU362K00E2N7-RW, DDWU362U00E2PN-RW, DDWU362U00E2N7-RW, DDWU362T00E2PN-RW, DDWU362T00E2N7-RW, DDWU362V0UE2PN-RW, DDWU362V0UE2N7-RW, DDWU362V0KE2PN-RW, DDWU362V0KE2N7-RW, DDWU362V0TE2PN-RW, DDWU362V0TE2N7-RW, DDWU362V00E2PN-RW.
Jule (eCAMION) | Jule-100 | DC | 100 | DCFC that works with ESS w/ voltage range 650-800VDC
Jule (eCAMION) | Jule-200 | DC | 200 | DCFC that works with ESS w/ voltage range 650-800VDC
Jule (eCAMION) | Jule-350 | DC | 350 | DCFC that works with ESS w/ voltage range 650-800VDC
Kempower | C50####### C80####### | DC | 600 | Up to 8 ports. Kempower Power Unit supplies DC power to various distributed dispenser ouputs including but not limited to the Kempower Satellite (offers single or dual port configurations), the Kempower Liquid Cooled Satellite, etc.. Details about qualifications relevant to each variant is detailed in the corresponding notes section.
Kempower | C501### | DC | 200 | 1-4 power modules supporting max output range of 50-200kW
Kempower | C502### | DC | 350 | 1-7 power modules supporting max output range of 50-350kW
Kempower | C503### | DC | 350 | 1-7 power modules supporting max output range of 50-350kW
Kempower | C801### | DC | 200 | 1-4 power modules supporting max output range of 50-200kW
Kempower | C802### | DC | 350 | 1-7 power modules supporting max output range of 50-350kW
Kempower | C803### | DC | 350 | 1-7 power modules supporting max output range of 50-350kW
Lincoln Electric | Velion 150 | DC | 150 | Single port.
Lynkwell | LW141-DC100 | DC | 100 | Single or dual port
Lynkwell | LW141-DC120 | DC | 120 | Single or dual port
Lynkwell | LW141-DC140 | DC | 140 | Single or dual port
Lynkwell | LW141-DC160 | DC | 160 | Single or dual port
Lynkwell | LW141-DC180 | DC | 180 | Single or dual port
Lynkwell | LW141-DC200 | DC | 200 | Single or dual port
Lynkwell | LW141-DC220 | DC | 220 | Single or dual port
Lynkwell | LW141-DC240 | DC | 240 | Single or dual port
Lynkwell | LW141-DC60 | DC | 60 | Single or dual port
Lynkwell | LW141-DC640 | DC | 640 | The DC HiPower has a power cabinet with dispenser set up. It comes in 320, 480, or 640kW options and can be purchased with 2, 4, 6, or 8 ports depending on the number of dispensers.
Lynkwell | LW141-DC80 | DC | 80 | Single or dual port
Lynkwell | LW401-DC600 | DC | 600 | This is distributed system that can connect up to two 400kW dispensers(Model no: DP400K-xx-PS-yy) ## : Varaiable based on any other options xx : Variable based on connector type(CCS1, NACS) yy : variable based on any other options
Nidec | EVDIS-L120DAWM010 | DC | 120 | 120kW all-in-one charger with 2 connectors, advertising display, and payment terminal. Alternate designations: DirectPowerPS 120 Flagship, DirectPowerPS 120
Nidec | EVDIS-L120DFW00041 | DC | 120 | 120kW all-in-one charger with 2 connectors. Alternate designations: DirectPowerPS 120 Fleet, DirectPowerPS 120
Nidec | EVDIS-L180DAWM010 | DC | 180 | 180kW all-in-one charger with 2 connectors, advertising display, and payment terminal. Alternate designations: DirectPowerPS 180 Flagship, DirectPowerPS 180
Nidec | EVDIS-L180DFW00041 | DC | 180 | 180kW all-in-one charger with 2 connectors. Alternate designations: DirectPowerPS 180 Fleet, DirectPowerPS 180
Nidec | EVDIS-L240DAWM000 | DC | 240 | 240kW all-in-one charger with 2 connectors, advertising display, and payment terminal. Alternate designations: DirectPowerPS 240 Flagship, DirectPowerPS 240
Nidec | EVDIS-L240DFW00031 | DC | 240 | 240kW all-in-one charger with 2 connectors. Alternate designations: DirectPowerPS 240 Fleet, DirectPowerPS 240
Nidec | EVDIS-L300DAWM000 | DC | 300 | 300kW all-in-one charger with 2 connectors, advertising display, and payment terminal. Alternate designations: DirectPowerPS 300 Flagship, DirectPowerPS 300
Nidec | EVDIS-L300DFW00031 | DC | 300 | 300kW all-in-one charger with 2 connectors. Alternate designations: DirectPowerPS 300 Fleet, DirectPowerPS 300
Nidec | EVDIS-L360DAWM000 | DC | 360 | 360kW all-in-one charger with 2 connectors, advertising display, and payment terminal. Alternate designations: DirectPowerPS 360 Flagship, DirectPowerPS 360
Nidec | EVDIS-L360DFW00031 | DC | 360 | 360kW all-in-one charger with 2 connectors. Alternate designations: DirectPowerPS 360 Fleet, DirectPowerPS 360
Nuvve | TP-120DC-V1G-H1-C, TP-120DC-V1G-H1-N, TP-120DC-V1G-H2-CC, TP-120DC-V1G-H2-NN, TP-120DC-V1G-H2-NC, TP-120DC-V1G-H1-C-BA, TP-120DC-V1G-H1-N-BA, TP-120DC-V1G-H2-CC-BA, TP-120DC-V1G-H2-NN-BA, TP-120DC-V1G-H2-NC-BA | DC | 120 | Dual port. Can be configured with: 2x CCS, 2x NACS, 2x CHAdeMO, 1x CCS + 1x NACS, 1x CCS + 1x CHAdeMO
Nuvve | TP-160DC-V1G-H1-C, TP-160DC-V1G-H1-N, TP-160DC-V1G-H2-CC, TP-160DC-V1G-H2-NN, TP-160DC-V1G-H2-NC, TP-160DC-V1G-H1-C-BA, TP-160DC-V1G-H1-N-BA, TP-160DC-V1G-H2-CC-BA, TP-160DC-V1G-H2-NN-BA, TP-160DC-V1G-H2-NC-BA | DC | 160 | Dual port. Can be configured with: 2x CCS, 2x NACS, 2x CHAdeMO, 1x CCS + 1x NACS, 1x CCS + 1x CHAdeMO
Nuvve | TP-180DC-V1G-H1-C, TP-180DC-V1G-H1-N, TP-180DC-V1G-H2-CC, TP-180DC-V1G-H2-NN, TP-180DC-V1G-H2-NC, TP-180DC-V1G-H1-C-BA, TP-180DC-V1G-H1-N-BA, TP-180DC-V1G-H2-CC-BA, TP-180DC-V1G-H2-NN-BA, TP-180DC-V1G-H2-NC-BA | DC | 180 | Dual port. Can be configured with: 2x CCS, 2x NACS, 2x CHAdeMO, 1x CCS + 1x NACS, 1x CCS + 1x CHAdeMO
Nuvve | TP-200DC-V1G-H2-CC | DC | 200 | Dual Port, either 2x CCS or 1x CCS + 1x CHAdeMO
Nuvve | TP-240DC-V1G-H2-CC | DC | 240 | Dual Port, either 2x CCS or 1x CCS + 1x CHAdeMO
Nuvve | TP-300HPDC-V1G-H1-C, TP-300HPDC-V1G-H1-N, TP-300HPDC-V1G-H2-CC, TP-300HPDC-V1G-H2-NN, TP-300HPDC-V1G-H2-NC, TP-300HPDC-V1G-H1-C-BA, TP-300HPDC-V1G-H1-N-BA, TP-300HPDC-V1G-H2-CC-BA, TP-300HPDC-V1G-H2-NN-BA, TP-300HPDC-V1G-H2-NC-BA | DC | 300 | Dual Port, either 2x CCS or 1x CCS + 1x CHAdeMO
Nuvve | TP-30DC-V1G-H1-C, TP-30DC-V1G-H1-N, TP-30DC-V1G-H1-C-BA, TP-30DC-V1G-H1-N-BA | DC | 30 | Dual port. Can be configured with: 2x CCS, 2x NACS, 2x CHAdeMO, 1x CCS + 1x NACS, 1x CCS + 1x CHAdeMO
Nuvve | TP-360HPDC-V1G-H1-C, TP-360HPDC-V1G-H1-N, TP-360HPDC-V1G-H2-CC, TP-360HPDC-V1G-H2-NN, TP-360HPDC-V1G-H2-NC, TP-360HPDC-V1G-H1-C-BA, TP-360HPDC-V1G-H1-N-BA, TP-360HPDC-V1G-H2-CC-BA, TP-360HPDC-V1G-H2-NN-BA, TP-360HPDC-V1G-H2-NC-BA | DC | 360 | Dual Port, either 2x CCS or 1x CCS + 1x CHAdeMO
Nuvve | TP-60DC-V1G-H1-C, TP-60DC-V1G-H1-N, TP-60DC-V1G-H2-CC, TP-60DC-V1G-H2-NN, TP-60DC-V1G-H2-NC, TP-60DC-V1G-H1-C-BA, TP-60DC-V1G-H1-N-BA, TP-60DC-V1G-H2-CC-BA, TP-60DC-V1G-H2-NN-BA, TP-60DC-V1G-H2-NC-BA | DC | 60 | Dual port. Can be configured with: 2x CCS, 2x NACS, 2x CHAdeMO, 1x CCS + 1x NACS, 1x CCS + 1x CHAdeMO
Power Electronics | NB240U | DC | 240 | Dual port.
Power Electronics | NB320U | DC | 320 | Dual port.
Power Electronics | NB400U | DC | 400 | Dual port.
Sinexcel | SEC1000/160Y-H-U； SEC1000/160Y-T-U； SEC1000/160Y-HH-U； SEC1000/160Y-TT-U； SEC1000/160Y-HT-U； SEC1000/120Y-H-U； SEC1000/120Y-T-U； SEC1000/120Y-HH-U； SEC1000/120Y-TT-U； SEC1000/120Y-HT-U； SEC1000/60Y-C-U； SEC1000/60Y-S-U； SEC1000/60Y-CC-U； SEC1000/60Y-SS-U； SEC1000/60Y-SC-U； | DC | 160 | Output range:200V-1000V efficiency:Up to 96% Full certification User-friendly ADA Multiple payment methods Support for customization PLUG& CHARGE Hardware 15118-Ready Can Output 350A CCS1 boost 500A NACS boost 400A
Sinexcel | SEC1000/240Y-H-U SEC1000/240Y-HH-U SEC1000/240Y-HJ-U SEC1000/240Y-T-U SEC1000/240Y-HT-U SEC1000/240Y-TJ-U SEC1000/240Y-TT-U | DC | 240 | Output range:200V-1000V efficiency:Up to 96% Full certification User-friendly ADA Multiple payment methods Support for customization PLUG& CHARGE Hardware 15118-Ready Can Output 350A CCS1 boost 500A NACS boost 400A
Sinexcel | SEC1000/360F-N-U SEC1000/480F-N-U SEC1000/200U-C-U SEC1000/200U-CC-U SEC1000/200U-CJ-U SEC1000/300U-H-U SEC1000/300U-HH-U SEC1000/300U-HC-U SEC1000/300U-HJ-U SEC1000/500U-F-U SEC1000/500U-FH-U SEC1000/500U-FC-U SEC1000/500U-FJ-U SEC1000/300U-T-U SEC1000/300U-TJ-U SEC1000/300U-HT-U SEC1000/300U-TT-U SEC1000/300U-TC-U SEC1000/500U-FT-U | DC | 480 | Output range:200V-1000V efficiency:Up to 96% Full certification User-friendly ADA Multiple payment methods Support for customization PLUG& CHARGE Hardware 15118-Ready Air cooling output 350A Liquid cooling sustained maximum output 500A
SK Signet | CD40*# / CP60*# | DC | 400 | Two dispensers type or four dispensers type. CCS1 and NACS connectors are supported. "*#" in the end of model number identifies any changes including hardware, option, certifications, and etc.
SK Signet | FC200K-##-## | DC | 200 | "xx" in the model number identifies connector type. "B2": Dual CCS1 connector "BH": CCS1 and NACS connector
SK Signet | PC600K-PS-## | DC | 600 | This is distributed system that can connect up to two 400kW dispensers(Model no: DP400K-xx-PS-yy) ## : Varaiable based on any other options xx : Variable based on connector type(CCS1, NACS) yy : variable based on any other options
TECO-Westinghouse | DOWU362 | DC | 360 | Power Cabinet. 1x CCS1 connector or 1x CHAdeMO connector. Vetted dispensers are DDWU362T0TE2PN- RW DDWU362T0TE2N7-RW, DDWU362V00E2N7-RW DDWU362U0UE2PN-RW, DDWU362U0UE2N7-RW, DDWU362K0TE2PN-RW, DDWU362K0TE2N7-RW, DDWU362K0UE2PN-RW, DDWU362K0UE2N7-RW, DDWU362G00E2PN-RW, DDWU362G00E2N7-RW, DDWU362K00E2PN-RW, DDWU362K00E2N7-RW, DDWU362U00E2PN-RW, DDWU362U00E2N7-RW, DDWU362T00E2PN-RW, DDWU362T00E2N7-RW, DDWU362V0UE2PN-RW, DDWU362V0UE2N7-RW, DDWU362V0KE2PN-RW, DDWU362V0KE2N7-RW, DDWU362V0TE2PN-RW, DDWU362V0TE2N7-RW, DDWU362V00E2PN-RW.
TECO-Westinghouse | DSWU122 | DC | 120 | 1x CCS1 connector 1x CHAdeMO connector
TECO-Westinghouse | DSWU182 | DC | 180 | 1x CCS1 connector 1x CHAdeMO connector
TECO-Westinghouse | DSWU601 | DC | 60 | 1x CCS1 connector 1x CHAdeMO connector
TECO-Westinghouse | DSWU901 | DC | 90 | 1x CCS1 connector 1x CHAdeMO connector
TECO-Westinghouse | DWWU301/ DW30 | DC | 30 | 1x CCS1 connector 1x CHAdeMO connector
Tellus Power | TP-EVPD-120kW (TP5-120-480) | DC | 120 | Dual Port ; either 2 x CCS or 1x CCS + 1x CHAdeMO or or 1x CCS + 1x NACS or 2 x NACS
Tellus Power | TP-EVPD-160kW (TP5-160-480) | DC | 160 | Dual Port ; either 2 x CCS or 1x CCS + 1x CHAdeMO or or 1x CCS + 1x NACS or 2 x NACS
Tellus Power | TP-EVPD-180kW (TP5-180-480) | DC | 180 | Dual Port ; either 2 x CCS or 1x CCS + 1x CHAdeMO or or 1x CCS + 1x NACS or 2 x NACS
Tellus Power | TP-EVPD-200kW (TP5-200-480) | DC | 200 | Dual Port ; either 2 x CCS or 1x CCS + 1x CHAdeMO or or 1x CCS + 1x NACS or 2 x NACS
Tellus Power | TP-EVPD-240kW (TP5-240-480) | DC | 240 | Dual Port ; either 2 x CCS or 1x CCS + 1x CHAdeMO or or 1x CCS + 1x NACS or 2 x NACS
Tellus Power | TP-EVPD-300kW (TP5-300-480) | DC | 300 | Dual Port ; either 2 x CCS or 1x CCS + 1x CHAdeMO or or 1x CCS + 1x NACS or 2 x NACS
Tellus Power | TP-EVPD-30kW (TP5-30-480) | DC | 30 | Single Port ; CCS1 or CHAdeMO or NACS
Tellus Power | TP-EVPD-360kW (TP5-360-480) | DC | 360 | Dual Port ; either 2 x CCS or 1x CCS + 1x CHAdeMO or or 1x CCS + 1x NACS or 2 x NACS
Tellus Power | TP-EVPD-60kW (TP5-60-480) | DC | 60 | Dual Port ; either 2 x CCS or 1x CCS + 1x CHAdeMO or or 1x CCS + 1x NACS or 2 x NACS
Tellus Power | TP-V2G-20-480 | DC V2G | 20 | Bidirectional charger
Tellus Power | TP-V2G-30-480 | DC V2G | 30 | Bidirectional charger
Tellus Power | TP-V2G-40-480 | DC V2G | 40 | Bidirectional charger
Tellus Power | TP-V2G-60-480 | DC V2G | 60 | Bidirectional charger
Tesla | 1450758 | DC | 387 | Up to 4 ports
Tesla | 1732843 | DC | 250 | Single port
XCharge | C6AM150XX | DC | 150 | Standalone DCFC, no HPC needed, runs off its own power
XCharge | C6AM200XX (125kW) | DC | 125 | Runs on 208 3P power, standalone DCFC
XCharge | C6AM90XX | DC | 95 | Runs on 208 3P power, standalone DCFC
Zerova | DD3.0/3.5 Dispenser: DDWU362/DDWA362 | DC | 360 | 0
Zerova | DO360: DOWU362/DOWA362 | DC | 360 | Power Cabinet. 1x CCS1 connector or 1x CHAdeMO connector. Vetted dispensers are DDWU362T0TE2PN- RW DDWU362T0TE2N7-RW, DDWU362V00E2N7-RW DDWU362U0UE2PN-RW, DDWU362U0UE2N7-RW, DDWU362K0TE2PN-RW, DDWU362K0TE2N7-RW, DDWU362K0UE2PN-RW, DDWU362K0UE2N7-RW, DDWU362G00E2PN-RW, DDWU362G00E2N7-RW, DDWU362K00E2PN-RW, DDWU362K00E2N7-RW, DDWU362U00E2PN-RW, DDWU362U00E2N7-RW, DDWU362T00E2PN-RW, DDWU362T00E2N7-RW, DDWU362V0UE2PN-RW, DDWU362V0UE2N7-RW, DDWU362V0KE2PN-RW, DDWU362V0KE2N7-RW, DDWU362V0TE2PN-RW, DDWU362V0TE2N7-RW, DDWU362V00E2PN-RW.
Zerova | DQ480: DQWU482/DQWA482 | DC | 480 | Configurable to four or two cables
Zerova | DQWA242 | DC | 240 | Configurable to four or two cables
Zerova | DQWA360 | DC | 360 | Configurable to four or two cables
Zerova | DS120: DSWU122/DSWA122 | DC | 120 | 1x CCS1 connector 1x CHAdeMO connector
Zerova | DS150: DSWU152/DSWA152 | DC | 150 | 1x CCS1 connector 1x CHAdeMO connector
Zerova | DS180: DSWU182/DSWA182 | DC | 180 | 1x CCS1 connector 1x CHAdeMO connector; OCA Full and Security certificates under software version V1.00
Zerova | DS60: DSWU601/DSWA601/SF##601 | DC | 60 | 1x CCS1 connector 1x CHAdeMO connector
Zerova | DS90: DSWU901/DSWA901 | DC | 90 | 1x CCS1 connector 1x CHAdeMO connector
Zerova | DT240: DTWA240 | DC | 240 | Configurable to four or two cables
Zerova | DW30: DWWU301/DWWA301 | DC | 30 | 1x CCS1 connector 1x CHAdeMO connector
Zerova | DZ480: DZWU482/DEZWA482 | DC | 480 | Configurable to two, four, or six cables

## Pacific Gas and Electric (hidden)
Pacific Gas & Electric ¦ EV Fleet
Updated February 6, 2026
These EVSE meet the program requirements established by Pacific Gas & Electric for their EV Fleet program.
EV Fleet (AC): | [6 empty] | EV Fleet (DC):
Brand | Model Number | Model Name | Type | Max Power (kW) | CTEP | Notes | Brand | Model Number | Model Name | Type | Max Power (kW) | CTEP | Notes
ATG Electronics | ATG-C01-40A | Commercial EV Charger | AC | 9.6 | -1 | Single port | ABB | A400 | A400 | DC | 400 | -1 | Dual port.
ATG Electronics | ATG-C01-48A | Commercial EV Charger | AC | 11.5 | -1 | Single port | ABB | C50S#NA### | C50 | DC | 50 | 2 | Dual port.
Autel | Maxi UW19C002 | MaxiCharger AC Pro 80A | AC | 19.2 | -1 | Single port. | ABB | HVC 150-C | HVC-C | DC | 150 | -1 | The HVC150-C is a depot style charger that can have up to 3 CCS1 depot boxes charging sequentially.
Autel | Maxi UW19CJ02 | MaxiCharger AC 80A | AC | 19.2 | -1 | Single port. | ABB | HVC200-4D/2D | HVC-C | DC | 200 | -1 | Each power level can connect to a max of 4 Charging Interfaces (Ports). Each of which may be a CCS1 or Pantographs. NRTL certficate covers the pantograph for the product as well.
Autel | Maxi UW19L002 | MaxiCharger AC Pro 80A | AC | 19.2 | -1 | Single port. | ABB | HVC300-4D/2D | HVC-C | DC | 300 | -1 | Each power level can connect to a max of 4 Charging Interfaces (Ports). Each of which may be a CCS1 or Pantographs. NRTL certficate covers the pantograph for the product as well.
Autel | Maxi UW19LB02 | MaxiCharger AC 80A | AC | 19.2 | -1 | Single port. | ABB | HVC360-4D/2D | HVC-C | DC | 360 | -1 | Each power level can connect to a max of 4 Charging Interfaces (Ports). Each of which may be a CCS1 or Pantographs. NRTL certficate covers the pantograph for the product as well.
Autel | Maxi UW19LJ02 | MaxiCharger AC 80A | AC | 19.2 | -1 | Single port. | ABB | Terra 124 ### | Terra 124 ### | DC | 120 | 2 | Available with 1 or 2 CCS1, CCS2 or CHAdeMO connectors
Autel | UF####001 | AC Ultra | AC | 19.2 | -1 | Single Port or Dual Port. No credit card reader | ABB | Terra 184 ### | Terra 184 ### | DC | 180 | 2 | Available with 1 or 2 CCS1, CCS2 or CHAdeMO connectors
Autel | UF####101 | AC Ultra | AC | 19.2 | -1 | Single Port or Dual Port | ABB | Terra 24 DC Wallbox | Terra DC Wallbox | DC | 24 | 2 | 1x CCS1 connector 1x CHAdeMO connector
Autel | UW12-J0610CA0002 | MaxiCharger AC Single | AC | 12 | -1 | Single port. | ABB | Terra 54 | Terra 54 UL | DC | 50 | -1 | 1x CCS1 connector 1x CHAdeMO connector
Autel | UW12-J0650CA0002 | MaxiCharger AC Single | AC | 12 | -1 | Single port. | ABB | Terra 54 HV | Terra 54HV UL | DC | 50 | -1 | 1x CCS1 or CCS2 connector
Blink | 780 | Series 7 ISO Single | AC | 19.2 | 2 | Single port. | ABB | Terra 94 ### | Terra 94 ### | DC | 90 | 2 | Available with 1 or 2 CCS1, CCS2 or CHAdeMO connectors
Blink | 01-0202 (MQ 200) | MQ 200 | AC | 12 | -1 | Single Port; NRTL listed as LiteOn MQW2-50C-M2-R#-#-23 and HQW2-50C-#-N#-#-23 | ABB | Terra HP 175 | Terra HP | DC | 175 | -1 | Modular system using liquid-cooled cables, 1x CCS1 connector and 1x CHAdeMO connector per dispenser
Blink | 780 (40A) | Series 7 ISO (Enhanced) | AC | 9.6 | 2 | Dual Port, Standalone network capability | ABM eMobility | 6AGC079381- DCWB22 C SP | ABM Terra 24 DC Wallbox | DC | 24 | -1 | 1x CCS1 connector 1x CHAdeMO connector
Blink | 780 (48A) | Series 7 ISO (Enhanced) | AC | 11.52 | 2 | Dual Port, Standalone network capability | ABM eMobility | 6AGC081364 - DCWB22 C 3P | ABM Terra 24 DC Wallbox | DC | 24 | -1 | 1x CCS1 connector 1x CHAdeMO connector
Blink | 780 Series | Series 7 ISO Plus | AC | 19.2 | 2 | Dual Port, Standalone network capability | ABM eMobility | 6AGC08281 - T54HV CJ + CCR | ABM Terra 54 HV | DC | 50 | -1 | 1x CCS1 or CCS2 connector
Blink | 880 (40A) | Series 8 ISO (Enhanced) | AC | 9.6 | 2 | Single or dual Port, Standalone network capability | ABM eMobility | 6AGC085478 - T124 CJ HC | ABM Terra 124 ### | DC | 120 | -1 | Available with 1 or 2 CCS1, CCS2 or CHAdeMO connectors
Blink | 880 (48A) | Series 8 ISO (Enhanced) | AC | 11.52 | 2 | Dual Port, Standalone network capability | ABM eMobility | 6AGC085481 - T124 CC HC | ABM Terra 124 ### | DC | 120 | -1 | Available with 1 or 2 CCS1, CCS2 or CHAdeMO connectors
Blink | 880 (80A) | Series 8 ISO Plus | AC | 19.2 | 2 | Dual Port, Standalone network capability | ABM eMobility | 6AGC100820 - T184 CC HC | ABM Terra 184 ### | DC | 180 | -1 | Available with 1 or 2 CCS1, CCS2 or CHAdeMO connectors
Blink | IQW2-80U-M1-R2-N-25 (Advanced-LTE) Part Number 01-0207-LTE (IQ 200 Advanced) | IQ 200 Advanced | AC | 19.2 | 2 | Single Port | ABM eMobility | 6AGC101315 - T184 CJ HC | ABM Terra 184 ### | DC | 180 | -1 | Available with 1 or 2 CCS1, CCS2 or CHAdeMO connectors
Blink | IQW2-80U-M3-R3-N-25 (Advanced- LTE- W) Part Number 01-0207-LTE | IQ 200 Advanced | AC | 19.2 | 2 | Single Port | ABM eMobility | 6AGC107092 - T54HV C | ABM Terra 54 HV | DC | 50 | -1 | 1x CCS1 or CCS2 connector
breezEV | EVC-L2-P80-18-AP# | P80 - 80AMP Level 2 Charger | AC | 19.2 | -1 | Single port. Last character denotes years of AmpUp Pro Software included | ABM eMobility | 6AGC107314 - DCWB22 CJ SP | ABM Terra 24 DC Wallbox | DC | 24 | -1 | 1x CCS1 connector 1x CHAdeMO connector
BTC Power | EVP-2001-32-# | L2W-32-240-##-### | AC | 7.68 | 2 | Single port. BTC Power Hardware is network/backend agnostic, but also provide our own basic network option if needed | ABM eMobility | 6AGC107315 - DCWB22 CJ 3P | ABM Terra 24 DC Wallbox | DC | 24 | -1 | 1x CCS1 connector 1x CHAdeMO connector
BTC Power | EVP-2001-48-# | L2W-48-240-##-### | AC | 11.52 | 2 | Single port. BTC Power Hardware is network/backend agnostic, but also provide our own basic network option if needed | ABM eMobility | 6AGC108711 - T54HV C +CCR | ABM Terra 54 HV | DC | 50 | -1 | 1x CCS1 or CCS2 connector
BTC Power | EVP-2001-80-# | L2W-80-240-##-### | AC | 19.2 | 2 | Single port. BTC Power Hardware is network/backend agnostic, but also provide our own basic network option if needed | ABM eMobility | 6AGC112873-T184 CJ HC + CCR | ABM Terra 184 ### | DC | 180 | -1 | Available with 1 or 2 CCS1, CCS2 or CHAdeMO connectors
BTC Power | EVP-2002-32-# | L2P-32-240-##-### | AC | 7.68 | 2 | Dual port. BTC Power Hardware is network/backend agnostic, but also provide our own basic network option if needed | ABM eMobility | 6AGC112876 - T184 CC HC + CCR | ABM Terra 184 ### | DC | 180 | -1 | Available with 1 or 2 CCS1, CCS2 or CHAdeMO connectors
BTC Power | EVP-2002-48-# | L2P-48-240-##-### | AC | 11.52 | 2 | Dual port. BTC Power Hardware is network/backend agnostic, but also provide our own basic network option if needed | ABM eMobility | 6AGC112949 - T124 CJ HC + CCR | ABM Terra 124 ### | DC | 120 | -1 | Available with 1 or 2 CCS1, CCS2 or CHAdeMO connectors
BTC Power | EVP-2002-80-# | L2P-80-240-##-### | AC | 19.2 | 2 | Dual port. BTC Power Hardware is network/backend agnostic, but also provide our own basic network option if needed | ABM eMobility | 6AGC112997 - T124 CC HC + CCR | ABM Terra 124 ### | DC | 120 | -1 | Available with 1 or 2 CCS1, CCS2 or CHAdeMO connectors
ChargePoint | CP6####-50A-L## | 6000 Series | AC | 12 | -1 | CP6000 family, NA, AC Station, 1 or 2 x Type 1 Cable, 50A or 80A, 1-Phase, 18' or 23' Cable, 6' or 8' Cable Management Kit, Pedestal or Wall Mount, 8" Touch Display, Contactless Credit Card and RFID Reader, Cellular/Wi-Fi, UL, Power Share Jumper, 1YR Parts Warranty, Optional credit card reader | Alpitronic | HYC400-1 | Hypercharger | DC | 100 | 2 | 1-4 Ports
ChargePoint | CP6####-80A-L## | 6000 Series | AC | 19.2 | -1 | CP6000 family, NA, AC Station, 1 or 2 x Type 1 Cable, 50A or 80A, 1-Phase, 18' or 23' Cable, 6' or 8' Cable Management Kit, Pedestal or Wall Mount, 8" Touch Display, Contactless Credit Card and RFID Reader, Cellular/Wi-Fi, UL, Power Share Jumper, 1YR Parts Warranty, Optional credit card reader | Alpitronic | HYC400-2 | Hypercharger | DC | 200 | 2 | 1-4 Ports
ChargePoint | CPF50- L##-****** | CPF50 | AC | 12 | -1 | CPF50 family, Single or Dual Port, Pedestal or Wall Mount, 50A, Type 1, Cable 18' or 23', Single Phase Charger, Cable Management Kit optional | Alpitronic | HYC400-3 | Hypercharger | DC | 300 | 2 | 1-4 Ports
ChargeSmart EV | CSEV-AC-#P | 0 | AC | 19.2 | -1 | Single Port or Dual Port. No credit card reader | Alpitronic | HYC400-4 | Hypercharger | DC | 400 | 2 | 1-4 Ports
ChargeTronix | CTC-CAC80 | FLUX AC | AC | 19.2 | -1 | Single or double port. | Alpitronic | HYC50 | Hypercharger | DC | 50 | 2 | 1-2 Ports
ChargeTronix | CTX-C32-240-1 | FLUX AC 32A | AC | 7.6 | 2 | Single port. | Autel | DC Compact - UW040A2501 | DC Compact | DC | 40 | -1 | Dual Port.
ChargeTronix | CTX-C40-240-1 | FLUX AC 40A | AC | 9.6 | 2 | Single port | Autel | DC HiPower | DC HiPower | DC | 640 | -1 | The DC HiPower has a power cabinet with dispenser set up. It comes in 320, 480, or 640kW options and can be purchased with 2, 4, 6, or 8 ports depending on the number of dispensers.
ChargeTronix | CTX-C40-240-2 | FLUX AC Dual 40A | AC | 19.2 | 2 | Dual port. | Autel | MaxiCharger DH480 | MaxiCharger DH480 | DC | 480 | -1 | Dual or quad port.
ChargeTronix | CTX-C48-240-1 | FLUX AC 48A | AC | 11.5 | 2 | Single port. | Autel | MaxiCharger DH400 | MaxiCharger DH400 | DC | 400 | -1 | Dual or quad port.
ChargeTronix | CTX-C80-240-1 | FLUX AC Single 80A | AC | 19.2 | -1 | Single port. | Autel | MaxiCharger DH360 | MaxiCharger DH360 | DC | 360 | -1 | Dual or quad port.
ChargeTronix | CTX-C80-240-2 | FLUX AC Dual 80A | AC | 19.2 | -1 | Dual port. | Autel | MaxiCharger DH300 | MaxiCharger DH300 | DC | 300 | -1 | Dual or quad port.
ChargeTronix | CTX-CAC48 | FLUX AC | AC | 11.6 | -1 | Single port. | Autel | UF060A3001 | Maxicharger DC Fast 60kW | DC | 60 | -1 | Single or dual port
ChargeTronix | TP-EVVA-80A | 0 | AC | 19.2 | -1 | Networked charging station | Autel | UF080A3001 | Maxicharger DC Fast 80kW | DC | 80 | -1 | Single or dual port
ChargeTronix | UP160J-#MP-### | UP160J | AC | 7.2 | -1 | Dual Port, Must acquire Gateway for network connectivity | Autel | UF100A3001 | Maxicharger DC Fast 100kW | DC | 100 | -1 | Single or dual port
ChargeTronix | UP80J-#MP-### | UP80J | AC | 7.2 | -1 | Single Port, Must acquire Gateway for network connectivity | Autel | UF120A3001 | Maxicharger DC Fast 120kW | DC | 120 | -1 | Single or dual port
Chargie | CH-L-48-PRA-1-18 | 0 | AC | 11.52 | 2 | 0 | Autel | UF140A4001 | Maxicharger DC Fast 140kW | DC | 140 | -1 | Single or dual port
Chargie | CH-L-48-PRA-1-18-32 | 0 | AC | 7.68 | 2 | 0 | Autel | UF160A4001 | Maxicharger DC Fast 160kW | DC | 160 | -1 | Single or dual port
Chargie | CH-L-48-PRA-1-18-40 | 0 | AC | 9.6 | 2 | 0 | Autel | UF180A4001 | Maxicharger DC Fast 180kW | DC | 180 | -1 | Single or dual port
Chargie | CH-L-48-PRA-1-25 | 0 | AC | 11.52 | 2 | 0 | Autel | UF200A4001 | Maxicharger DC Fast 200kW | DC | 200 | -1 | Single or dual port
Chargie | CH-L-48-PRA-1-25-32 | 0 | AC | 7.68 | 2 | 0 | Autel | UF220A4001 | Maxicharger DC Fast 220kW | DC | 220 | -1 | Single or dual port
Chargie | CH-L-48-PRA-1-25-40 | 0 | AC | 9.6 | 2 | 0 | Autel | UF240A4001 | Maxicharger DC Fast 240kW | DC | 240 | -1 | Single or dual port
Chargie | CH-L-48-PRAC-1-18 | 0 | AC | 11.52 | 2 | 0 | Blink | 9100 | Series 9 | DC | 40 | 2 | Single port.
Chargie | CH-L-48-PRAC-1-18-32 | 0 | AC | 7.68 | 2 | 0 | Blink | 01-0561 | Blink 30kW | DC | 30 | -1 | Single Port ; CCS1 or CHAdeMO or NACS
Chargie | CH-L-48-PRAC-1-18-40 | 0 | AC | 9.6 | 2 | 0 | Blink | 01-0562 | Blink 60kW | DC | 60 | -1 | Dual Port ; either 2 x CCS or 1x CCS + 1x CHAdeMO or or 1x CCS + 1x NACS or 2 x NACS
Chargie | CH-L-48-PRAC-1-25 | 0 | AC | 11.52 | 2 | 0 | Blink | 01-0568 | Blink 300kW | DC | 300 | -1 | Dual Port ; either 2 x CCS or 1x CCS + 1x CHAdeMO or or 1x CCS + 1x NACS or 2 x NACS
Chargie | CH-L-48-PRAC-1-25-32 | 0 | AC | 7.68 | 2 | 0 | Blink | 01-0569 | Blink 360kW | DC | 360 | -1 | Dual Port ; either 2 x CCS or 1x CCS + 1x CHAdeMO or or 1x CCS + 1x NACS or 2 x NACS
Chargie | CH-L-48-PRAC-1-25-40 | 0 | AC | 9.6 | 2 | 0 | Blink | 01-0577 | Blink 120kW | DC | 120 | -1 | Dual Port ; either 2 x CCS or 1x CCS + 1x CHAdeMO or or 1x CCS + 1x NACS or 2 x NACS
Chargie | CH-L-48-PRACT-1-18 | 0 | AC | 11.52 | 2 | 0 | Blink | 01-0578 | Blink 180kW | DC | 180 | -1 | Dual Port ; either 2 x CCS or 1x CCS + 1x CHAdeMO or or 1x CCS + 1x NACS or 2 x NACS
Chargie | CH-L-48-PRACT-1-18-32 | 0 | AC | 7.68 | 2 | 0 | Blink | 01-0581 | Blink 240kW | DC | 240 | -1 | Dual Port ; either 2 x CCS or 1x CCS + 1x CHAdeMO or or 1x CCS + 1x NACS or 2 x NACS
Chargie | CH-L-48-PRACT-1-18-40 | 0 | AC | 9.6 | 2 | 0 | Blink | 200-000320-A | Blink 200kW | DC | 200 | -1 | Dual Port ; either 2 x CCS or 1x CCS + 1x CHAdeMO or or 1x CCS + 1x NACS or 2 x NACS
Chargie | CH-L-48-PRACT-1-25 | 0 | AC | 11.52 | 2 | 0 | Blink | C50####### C80####### | C-Series | DC | 600 | -1 | Up to 8 ports. Kempower Power Unit supplies DC power to various distributed dispenser ouputs including but not limited to the Kempower Satellite (offers single or dual port configurations), the Kempower Liquid Cooled Satellite, etc.. Details about qualifications relevant to each variant is detailed in the corresponding notes section.
Chargie | CH-L-48-PRACT-1-25-32 | 0 | AC | 7.68 | 2 | 0 | BorgWarner | RES-DCVC125-480-V2G | EV DC Fast Charging Power Conversion System (PCS) 125kW | DC V2G | 125 | -1 | Power Cabinet, Firmware 603/0A16, Checksum A6AB Approved dispensers are RES-D2-CS20, 1x CCS1 connector and RES-D3-CS20, 1x CCS1 connector
Chargie | CH-L-48-PRACT-1-25-40 | 0 | AC | 9.6 | 2 | 0 | BorgWarner | RES-DCVC60-480-V2G | EV DC Fast Charging Power Conversion System (PCS) 125kW | DC V2G | 60 | -1 | Approved dispensers are RES-D2-CS20-V2G, 1x CCS1 connector and RES-D3-CS20-V2G, 1x CCS1 connector
Chargie | CH-L-48-PRAT-1-18 | 0 | AC | 11.52 | 2 | 0 | BTC Power | HPCD6-500-05-005 | 0 | DC | 360 | -1 | Can power up to 4 dual port Fleet Dispensers to 1 Power Cabinet and charge sequentially. can charge up to 8 vehicles sequentially as a result.
Chargie | CH-L-48-PRAT-1-18-32 | 0 | AC | 7.68 | 2 | 0 | BTC Power | HPCD8-350-0# | Fleet Dispenser | DC | 180 | -1 | Can power up to 4 dual port Fleet Dispensers to 1 Power Cabinet and charge sequentially. can charge up to 8 vehicles sequentially as a result.
Chargie | CH-L-48-PRAT-1-18-40 | 0 | AC | 9.6 | 2 | 0 | BTC Power | HPCT2-360-480-# | 0 | DC | 360 | -1 | BTC Power Hardware is network/backend agnostic, but also provide our own basic network option if needed
Chargie | CH-L-48-PRAT-1-25 | 0 | AC | 11.52 | 2 | 0 | BTC Power | HPCD7-350-###-01# | Gen4 Public Dispenser | DC | 360 | 2 | BTC Power Hardware is network/backend agnostic, but also provide our own basic network option if needed
Chargie | CH-L-48-PRAT-1-25-32 | 0 | AC | 7.68 | 2 | 0 | BTC Power | HPCT3-###-480-# / HPCD7-500-###-01# | Gen4 Public Dispenser | DC | 360 | -1 | BTC Power Hardware is network/backend agnostic, but also provide our own basic network option if needed
Chargie | CH-L-48-PRAT-1-25-40 | 0 | AC | 9.6 | 2 | 0 | BTC Power | L3A-120-480-### | 0 | DC | 120 | 2 | BTC Power Hardware is network/backend agnostic, but also provide our own basic network option if needed
CyberSwitching | CSE4-4G-BL | CSE4 | AC | 11.5 | -1 | Single Port | BTC Power | L3A-150-480-### | 0 | DC | 150 | 2 | BTC Power Hardware is network/backend agnostic, but also provide our own basic network option if needed
CyberSwitching | CSE1-4G-BL | CSE1 | AC | 11.5 | -1 | Single Port | BTC Power | L3A-180-480-### | Gen4 180kW AIO | DC | 180 | 2 | BTC Power Hardware is network/backend agnostic, but also provide our own basic network option if needed
CyberSwitching | CSE1-4G-BL-40 | CSE1 | AC | 7.5 | -1 | Single Port | CENNTRO | DCC190C190 | DC Electric Vehicle Charging Station | DC | 180 | -1 | Dual port.
CyberSwitching | CSE1-WIFI-BL | CSE1 | AC | 11.5 | -1 | Single Port | CHAEVI | CV-3FD120P-IUL3 | SONIC (120kW) (3 Phase, 3 Wire) | DC | 120 | 2 | Dual port. Stand-Alone Equipment 120,150,180kW Serial-UL listed. Dynamic Load Balancing Available. NACS Cable Adaptable
DynaChrg | EVJ002 | EVJ002 | AC | 19.2 | -1 | Single port. 48 amps and 80 amps | CHAEVI | CV-3FD150P-IUL3 | SONIC (150kW) (3 Phase, 3 Wire) | DC | 150 | 2 | Dual port. Stand-Alone Equipment 120,150,180kW Serial-UL listed. Dynamic Load Balancing Available. NACS Cable Adaptable
DynaChrg | EVJ005 | EVJ005 | AC | 11.5 | -1 | Dual port, each simultaneously 48 amps | CHAEVI | CV-3FD180P-IUL3 | SONIC (180kW) (3 Phase, 3 Wire) | DC | 180 | 2 | Dual port. Stand-Alone Equipment 120,150,180kW Serial-UL listed. Dynamic Load Balancing Available. NACS Cable Adaptable
Eaton | CP6####-50A-L##-ETN | 6000 Series | AC | 12 | -1 | CP6000 family, NA, AC Station, 1 or 2 x Type 1 Cable, 50A or 80A, 1-Phase, 18' or 23' Cable, 6' or 8' Cable Management Kit, Pedestal or Wall Mount, 8" Touch Display, Contactless Credit Card and RFID Reader, Cellular/Wi-Fi, UL, Power Share Jumper, 1YR Parts Warranty, Optional credit card reader | CHAEVI | CV-3FD120P-IUL | SONIC (120kW) (3 Phase, 4 Wire) | DC | 120 | 2 | Dual port. Stand-Alone Equipment 120,150,180kW Serial-UL listed. Dynamic Load Balancing Available. NACS Cable Adaptable
Eaton | CP6####-80A-L##-ETN | 6000 Series | AC | 19.2 | -1 | CP6000 family, NA, AC Station, 1 or 2 x Type 1 Cable, 50A or 80A, 1-Phase, 18' or 23' Cable, 6' or 8' Cable Management Kit, Pedestal or Wall Mount, 8" Touch Display, Contactless Credit Card and RFID Reader, Cellular/Wi-Fi, UL, Power Share Jumper, 1YR Parts Warranty, Optional credit card reader | CHAEVI | CV-3FD150P-IUL | SONIC (150kW) (3 Phase, 4 Wire) | DC | 150 | 2 | Dual port. Stand-Alone Equipment 120,150,180kW Serial-UL listed. Dynamic Load Balancing Available. NACS Cable Adaptable
Eaton | CPF50- L##-******-ETN | CPF50 | AC | 12 | -1 | CPF50 family, Single or Dual Port, Pedestal or Wall Mount, 50A, Type 1, Cable 18' or 23', Single Phase Charger, Cable Management Kit optional | CHAEVI | CV-3FD180P-IUL | SONIC (180kW) (3 Phase, 4 Wire) | DC | 180 | 2 | Dual port. Stand-Alone Equipment 120,150,180kW Serial-UL listed. Dynamic Load Balancing Available. NACS Cable Adaptable
Eaton | GMEV40CIE1B-WC/ GMEV40CIC1B-WC | Green Motion EV Charger | AC | 9.6 | -1 | 0 | CHAEVI | CV-3UD403P-NCC3 (CCS1/CCS1) | SUPERSONIC | DC | 400 | 2 | All-in-One Equipment - UL, CTEP listed - Dynamic Load Balancing Available - CCS/NACS Cable
Eaton | GMEV80CIE1B-WC/ GMEV80CIC1B-WC | Green Motion EV Charger | AC | 19.2 | -1 | 0 | CHAEVI | CV-3UD403P-NCN3 (CCS1/NACS) | SUPERSONIC | DC | 400 | 2 | All-in-One Equipment - UL, CTEP listed - Dynamic Load Balancing Available - CCS/NACS Cable
EO Charging | EA000-LE-BLK | Genius | AC | 19.2 | -1 | Single Port, Standalone network capability | CHAEVI | DCV-3FD120-ICN | DUOCONIC (120kW) | DC | 120 | -1 | Dual port. Stand-Alone Equipment 120,150,180kW Serial-UL listed. Dynamic Load Balancing Available
Epic Charging | EC48-AC | Epic48 | AC | 11.5 | -1 | Single Port, Standalone network capability | CHAEVI | DCV-3FD150-ICN | DUOCONIC (150kW) | DC | 150 | -1 | Dual port. Stand-Alone Equipment 120,150,180kW Serial-UL listed. Dynamic Load Balancing Available
Epic Charging | EC80-AC | Epic80 | AC | 19.2 | -1 | Single Port, Standalone network capability | CHAEVI | DCV-3FD180-ICN | DUOCONIC (180kW) | DC | 180 | -1 | Dual port. Stand-Alone Equipment 120,150,180kW Serial-UL listed. Dynamic Load Balancing Available
Epic Charging | ECB48-AC | Epic48 | AC | 11.5 | -1 | Single Port, Standalone network capability | Charge America | MCS1200 | MCS 4x16 Power Cabinet | DC | 1200 | -1 | Allows 5 CCS and 1 MCS connector as well as de-rated configuration with 1, 2, … 5 CCS ports and 0 or 1 MCS port (subject for additional certification)
Epic Charging | ECB80-AC | Epic80 | AC | 19.2 | -1 | Single Port, Standalone network capability | Charge America | CCS360PM.XXXA.01001 | 360 kW System DC Charger | DC | 360 | -1 | Power Cabinet. 1x CCS1 connector or 1x CHAdeMO connector. NRTL listed as: Phihong DoWU362000D2PN-RW Vetted dispensers are CCS360SGD.XXXA.01001.300 NRTL listed as: Phihong DDWU362T00E2PN-RW CCS360DGD.XXXA.01001.200 NRTL listed as: DDWU362U0UE2PN-RW CCS360DGD.XXXB.01001.300-7 NRTL listed as: DDWU362U0UE2PN-RW
Espen | EVC/A16 | EVC/A16 | AC | 3.8 | 2 | Single port. | ChargePoint | CPE250C-625-CCS1-200A-**** | Express 250 | DC | 62.5 | -1 | ChargePoint Express 250 Station (62.5 kW) - includes Express 250 Station, 2x Power Modules, 1x CCS1 200A cable, 1x CHAdeMO cable or NACS, North America Modem/SIM, cUL and UL listed, requires CPE250-CMT-IMPERIAL in US, CPE250-CMT-METRIC in Canada. CPE250-CMT-IMPERIAL/METRIC not included. FWHA and FTA compliant models available as well as with integrated EMV Chip Reader terminal.
Espen | EVC/A32 | EVC/A32 | AC | 7.6 | 2 | Single port. | ChargePoint | CPE280-800-NA | Express 280 DC Fast Charging Station | DC | 160 | -1 | [Paired Unit] ChargePoint Express 280 Station (80 kW) - includes Express 280 Station, 2x Power Modules, 1 or 2 connectors including CCS1, CHAdeMO, NACS. North America Modem/SIM, cUL and UL listed, FWHA and FTA compliant models available.
Espen | EVC/A40 | EVC/A40 | AC | 9.6 | 2 | Single port. | ChargePoint | CPE280-800-NA | Express 280 DC Fast Charging Station | DC | 80 | -1 | [Single Unit] ChargePoint Express 280 Station (80 kW) - includes Express 280 Station, 2x Power Modules, 1 or 2 connectors including CCS1, CHAdeMO, NACS. North America Modem/SIM, cUL and UL listed, FWHA and FTA compliant models available.
Espen | EVC/A48 | EVC/A48 | AC | 11.5 | 2 | Single port. | ChargePoint | CPE280-800-NA-CHIP | Express 280 DC Fast Charging Station | DC | 160 | -1 | [Paired Unit, Credit Card Reader sku] ChargePoint Express 280 Station (80 kW) - includes Express 280 Station, 2x Power Modules, 1 or 2 connectors including CCS1, CHAdeMO, NACS. North America Modem/SIM, cUL and UL listed, FWHA and FTA compliant models available.
Espen | EVC/A48X2 | EVC/A48X2 | AC | 11.5 | -1 | Dual port. | ChargePoint | CPE280-800-NA-CHIP | Express 280 DC Fast Charging Station | DC | 80 | -1 | [Single Unit, Credit Card Reader sku] ChargePoint Express 280 Station (80 kW) - includes Express 280 Station, 2x Power Modules, 1 or 2 connectors including CCS1, CHAdeMO, NACS. North America Modem/SIM, cUL and UL listed, FWHA and FTA compliant models available.
Espen | EVC/A48S | EVC/A48S | AC | 11.5 | 2 | Single port. | ChargePoint | CPE280-800-NA-FHWA | Express 280 DC Fast Charging Station | DC | 160 | -1 | [Paired Unit, FHWA sku] ChargePoint Express 280 Station (80 kW) - includes Express 280 Station, 2x Power Modules, 1 or 2 connectors including CCS1, CHAdeMO, NACS. North America Modem/SIM, cUL and UL listed, FWHA and FTA compliant models available.
Espen | EVC/A80 | EVC/A80 | AC | 19.2 | 2 | Single port. | ChargePoint | CPE280-800-NA-FHWA | Express 280 DC Fast Charging Station | DC | 80 | -1 | [Single Unit, FHWA sku] ChargePoint Express 280 Station (80 kW) - includes Express 280 Station, 2x Power Modules, 1 or 2 connectors including CCS1, CHAdeMO, NACS. North America Modem/SIM, cUL and UL listed, FWHA and FTA compliant models available.
Espen | EVC/A80S | EVC/A80S | AC | 19.2 | 2 | Single port. | ChargePoint | Express Plus 1000 Power Block: CPPB0001*** PM1.5 43-001200-** EXPP-PL10##*-#*#*#-#*#*#-*** | Express Plus | DC | 500 | -1 | Express Plus system includes Power Block, Power Modules, and Power Link 1000 series; Used for Fleet or Commercial.
EVBolt | Classic 11 | Classic 11 | AC | 11 | -1 | Single Port, Standalone network capability | ChargePoint | Express Plus 2000 (EXPP-PL20##-CHIP) | Express Plus | DC | 500 | -1 | [CHIP sku]Express Plus system includes Power Block, Power Modules, and Power Link 2000 series; Each Power Link Dispenser can include 1 or 2 connctor including CCS, NACS, or CHAdeMO
EVBolt | EVB-AC-PAX11 | Prestige II | AC | 11 | -1 | Single Port, Standalone network capability | ChargePoint | Express Plus 2000 (EXPP-PL20##-FHWA) | Express Plus | DC | 500 | -1 | [FHWA sku] Express Plus system includes Power Block, Power Modules, and Power Link 2000 series; Each Power Link Dispenser can include 1 or 2 connctor including CCS, NACS, or CHAdeMO
EverCharge | EV002-48,E800-1000 | EV02 | AC | 11.52 | -1 | Single Port, Standalone network capability | ChargePoint | Express Plus 2000 (EXPP-PL20##) | Express Plus | DC | 500 | -1 | Express Plus system includes Power Block, Power Modules, and Power Link 2000 series; Each Power Link Dispenser can include 1 or 2 connctor including CCS, NACS, or CHAdeMO
EverCharge | EV002-48,E800-1000-32A | EV02 | AC | 7.68 | -1 | Single Port, Standalone network capability | ChargeSmart EV | CSEV-DC060 | 0 | DC | 60 | -1 | Single or dual port
EverCharge | EV002-48,E800-1000-40A | EV02 | AC | 8.3 | -1 | Single Port, Standalone network capability | ChargeSmart EV | CSEV-DC080 | 0 | DC | 80 | -1 | Single or dual port
EverCharge | EV002-80,E800-1001 | EV02 | AC | 19.2 | -1 | Single Port, Standalone network capability | ChargeSmart EV | CSEV-DC100 | 0 | DC | 100 | -1 | Single or dual port
EverCharge | EV002-80,E800-1001-40A | EV02 | AC | 8.3 | -1 | Single Port, Standalone network capability | ChargeSmart EV | CSEV-DC120 | 0 | DC | 120 | -1 | Single or dual port
EVGateway | EGW-#C-32-# | 0 | AC | 7.7 | -1 | 0 | ChargeSmart EV | CSEV-DC140 | 0 | DC | 140 | -1 | Single or dual port
EVGateway | EGW-#C-40-# | 0 | AC | 9.6 | -1 | 0 | ChargeSmart EV | CSEV-DC160 | 0 | DC | 160 | -1 | Single or dual port
EVGateway | EGW-#C-48-# | 0 | AC | 11.5 | -1 | 0 | ChargeSmart EV | CSEV-DC180 | 0 | DC | 180 | -1 | Single or dual port
EVGateway | EGW-EX-1193-# | 0 | AC | 19.2 | -1 | 0 | ChargeSmart EV | CSEV-DC200 | 0 | DC | 200 | -1 | Single or dual port
EvoCharge | EVC5001#### | EVC5001#### | AC | 12 | -1 | Single port. | ChargeSmart EV | CSEV-DC220 | 0 | DC | 220 | -1 | Single or dual port
EvoCharge | EVC5002XYYY | EVC50 | AC | 12 | 2 | Single port. | ChargeSmart EV | CSEV-DC240 | 0 | DC | 240 | -1 | Single or dual port
EvoCharge | EVC5003XYYY | EVC50 LTE | AC | 12 | 2 | Single port. | ChargeSmart EV | CSEV-DCHi | 0 | DC | 640 | -1 | The CSEV-DCHi has a power cabinet with dispenser set up. It comes in 320, 480, or 640kW options and can be purchased with 2, 4, 6, or 8 ports depending on the number of dispensers.
EVPassport | Ezra Charger | Ezra | AC | 7.7 | -1 | Single Port, Standalone network capability NRTL listed as Phihong AWLU770001 | ChargeTronix | CTX-AiO-120 | Apex 120kW DCFC | DC | 120 | 2 | Dual port.
EVPassport | Howard Charger | Howard | AC | 19.2 | -1 | Single Port, Standalone network capability NRTL listed as ioTecha CCS-ACL2 | ChargeTronix | CTX-AiO-160 | Apex 160kW DCFC | DC | 160 | 2 | Dual port.
EVPassport | Rosa Charger | Rosa | AC | 11 | -1 | Single Port, Standalone network capability | ChargeTronix | CTX-AiO-240 | Apex 240kW DCFC | DC | 240 | 2 | Dual port.
Ford Pro Charging | FPC-AC0048ZC-### | Ford Pro AC Charging Station, 48A Series 2 | AC | 11.5 | -1 | Single Port. | ChargeTronix | CTX-AiO-60 | Apex 60kW DCFC | DC | 60 | 2 | Dual port.
Ford Pro Charging | FPC-AC0080ZC-U## | Ford Pro AC Charging Station, Series 2 | AC | 19.2 | -1 | Single Port NRTL Listed as EX-1193-1 | ChargeTronix | Power Cabinet: CTX-DSPB-360 Dispenser: CTX-DST | Nexus 360kW Distributed System | DC | 360 | -1 | Up to 6 ports.
Ford Pro Charging | FPC-AC0011ZC-U## | 0 | AC | 11.5 | -1 | Single Port NRTL listed as Siemens 8EM1314-5CG14-2FA2 | ChargeTronix | Power Cabinet: CTX-DSPB-480 Dispenser: CTX-DST | Nexus 480kW Distributed System | DC | 480 | -1 | Up to 6 ports.
Ford Pro Charging | FPC-AC0019ZC-U## | 0 | AC | 19.2 | -1 | Single Port NRTL listed as LiteOn EX 1193 XXXX certified models | ChargeTronix | TP-EVPD-120kW | 120kW DCFC | DC | 120 | -1 | Dual Port ; either 2 x CCS or 1x CCS + 1x CHAdeMO or or 1x CCS + 1x NACS or 2 x NACS
FractalEV | FR-802E1DRNAK | FR-80 (ISO) | AC | 19.2 | 2 | Single port | ChargeTronix | TP-EVPD-160kW | 160kW DCFC | DC | 160 | -1 | Dual Port ; either 2 x CCS or 1x CCS + 1x CHAdeMO or or 1x CCS + 1x NACS or 2 x NACS
FractalEV | FR-482E1DRNAK | FR-48 (ISO) | AC | 11.5 | 2 | Single port | ChargeTronix | TP-EVPD-180kW | 180kW DCFC | DC | 180 | -1 | Dual Port ; either 2 x CCS or 1x CCS + 1x CHAdeMO or or 1x CCS + 1x NACS or 2 x NACS
Free2Move | E21CA180Dx | 48A Charger | AC | 11 | -1 | Single Port, Standalone network capability; OCA Full and Security certificates under software version V1.00 | ChargeTronix | TP-EVPD-200kW | 200kW | DC | 200 | -1 | Dual Port ; either 2 x CCS or 1x CCS + 1x CHAdeMO or or 1x CCS + 1x NACS or 2 x NACS
Free2Move | E21CH012## | 0 | AC | 11 | -1 | Single Port, Standalone network capability; OCA Full and Security certificates under software version V1.00 | ChargeTronix | TP-EVPD-240kW | 240kW DCFC | DC | 240 | -1 | Dual Port ; either 2 x CCS or 1x CCS + 1x CHAdeMO or or 1x CCS + 1x NACS or 2 x NACS
Gateway International 360 | GW-EV75/XXX | GW-EV75/XXX | AC | 11.5 | -1 | Single port. | ChargeTronix | TP-EVPD-300kW | 300kW DCFC | DC | 300 | -1 | Dual Port ; either 2 x CCS or 1x CCS + 1x CHAdeMO or or 1x CCS + 1x NACS or 2 x NACS
Generac Power Systems | PUP3-U-1-6-C-GC2 | 48A Level 2 Pro | AC | 11.5 | -1 | # is a hold for cable length, connector type, power supply version, custom, and color. Payment terminal requirements aren't met by charger independently. We do allow integration with EVSP that have cloud-to-cloud integrations with payment terminals or kiosks. Examples can be provided. | ChargeTronix | TP-EVPD-30kW | 30kW DCFC | DC | 30 | -1 | Single Port ; CCS1 or CHAdeMO or NACS
ICAPIA | ICACLS4040 | i4040 | AC | 9.6 | -1 | Dual port. | ChargeTronix | TP-EVPD-360kW | 360kW DCFC | DC | 360 | -1 | Dual Port ; either 2 x CCS or 1x CCS + 1x CHAdeMO or or 1x CCS + 1x NACS or 2 x NACS
ICAPIA | ICACLS4080 | i4080 | AC | 19.2 | -1 | Dual port. | ChargeTronix | TP-EVPD-60kW | 60kW DCFC | DC | 60 | -1 | Dual Port ; either 2 x CCS or 1x CCS + 1x CHAdeMO or or 1x CCS + 1x NACS or 2 x NACS
ICAPIA | ICACLS80 | i80 | AC | 19.2 | -1 | Single port. | ChargeTronix | TP-V2G-20-480 | 0 | DC V2G | 20 | -1 | Bidirectional charger
ICAPIA | ICACOP48 | OPAL OMNI 48 | AC | 11.5 | -1 | Single port. | ChargeTronix | TP-V2G-30-480 | 0 | DC V2G | 30 | -1 | Bidirectional charger
InCharge | ICE 80A Dual | ICE 80A Dual | AC | 19.2 | -1 | Dual port. | ChargeTronix | TP-V2G-40-480 | 0 | DC V2G | 40 | -1 | Bidirectional charger
InCharge | ICE-80A Gen2 | ICE-80A Gen2 | AC | 19.2 | -1 | Single port. | ChargeTronix | TP-V2G-60-480 | 0 | DC V2G | 60 | -1 | Bidirectional charger
Integra Energy | IEV-48SEL-G2 | IEV-48SEL-G2 | AC | 11.5 | -1 | Single port. | CyberSwitching | CSDC240 | CSDC | DC | 240 | -1 | Dual port.
Integra Energy | IEV-80SEL-G2 | IEV-80SEL-G2 | AC | 19.2 | -1 | Single port. | Daimler | Detroit eFill All-in-one 120 | eFill All-in-one 120 | DC | 120 | -1 | 1x CCS1 connector or 1x CHAdeMO connector. NRTL listed as Power Electronics NB1200U/NB120SU
IoTecha | CCS-ACL2 / CCS-C80A | CCS-C80A-xxyyy | AC | 19.2 | -1 | Single Port. xx - cable length (15 or 25ft) yyy - LTE option | Daimler | Detroit eFill All-in-one 150 | eFill All-in-one 150 | DC | 150 | -1 | Power Cabinet. 1x CCS1 connector or 1x CHAdeMO connector NRTL Listed as Power Electronics NB1500U/NB150SU. Approved dispenser are Detroit eFill Compact Dispender Duo. NRTL Listed as Power Electronics NBDI2000U,NBDI3000U.
IoTecha | CCS-ACL2-40 / CCS-C40A | CCS-ACL2-40 / CCS-C40A | AC | 8.3 | -1 | Single Port. xx - cable length (15 or 25ft) yyy - LTE option | Daimler | Detroit eFill All-in-one 180 | eFill All-in-one 180 | DC | 180 | -1 | 1x CCS1 connector or 1x CHAdeMO connector. NRTL listed as Power Electronics NB1800U/NB180SU.
IoTecha | CCS-C80C | CCS-C80C-xxyyy | AC | 19.2 | -1 | Single Port. xx - cable length (15 or 25ft) yyy - LTE option | Daimler | Detroit eFill All-in-one 210 | eFill All-in-one 210 | DC | 210 | -1 | 1x CCS1 connector or 1x CHAdeMO connector. NRTL listed as Power Electronics NB2100U/NB210SU.
It's Electric Inc. | Brooklyn-718 | Brooklyn-718 | AC | 7.68 | -1 | Single port. Paired with SWTCH network | Daimler | Detroit eFill All-in-one 240 | eFill All-in-one 240 | DC | 240 | -1 | 1x CCS1 connector or 1x CHAdeMO connector. NRTL listed as Power Electronics NB2400U/NB240SU.
IXP, LLC | IXP-E48 | IXP-E48 | AC | 11.5 | -1 | 0 | Daimler | Detroit eFill All-in-one 60 | eFill All-in-one 60 | DC | 60 | -1 | 1x CCS1 connector or 1x CHAdeMO connector. NRTL listed as Power Electronics NB0600U/NB060SU
IXP, LLC | IXP-E80 | IXP-E80 | AC | 19.2 | -1 | EV Charger, 80 Amp, Level 2, 4G Module, ISO 15118 compliant, Credit Card Reader, Commercial, Gen 2, Orange | Daimler | Detroit eFill All-in-one 90 | eFill All-in-one 90 | DC | 90 | -1 | 1x CCS1 connector or 1x CHAdeMO connector. NRTL listed as Power Electronics NB0900U/NB090SU
LEDVANCE LLC | 75899 | EVC/48A/LVL2/C2/OR | AC | 11.5 | -1 | EV Charger, 48 Amp, Level 2, Commercial, Gen 2, Orange | Daimler | Detroit eFill Power Center 120 | eFill Power Center 120 | DC | 120 | -1 | Power Cabinet. 1x CCS1 connector or 1x CHAdeMO connector NRTL Listed as Power Electronics NBi1200U/NBi120SU. Approved dispenser are Detroit eFill Compact Dispender Duo. NRTL Listed as Power Electronics NBDI2000U,NBDI3000U.
LEDVANCE LLC | 75905 | EVC/48A/LVL2/4G/C2/OR | AC | 11.5 | -1 | EV Charger, 48Amp, Level 2, 4G Module, Commercial, Gen 2, Orange | Daimler | Detroit eFill Power Center 150 | eFill Power Center 150 | DC | 150 | -1 | Power Cabinet. 1x CCS1 connector or 1x CHAdeMO connector NRTL Listed as Power Electronics NBi1500U/NBi150SU. Approved dispenser are Detroit eFill Compact Dispender Duo. NRTL Listed as Power Electronics NBDI2000U,NBDI3000U.
LEDVANCE LLC | 75900 | EVC/48A/LVL2/ISO/C2/OR | AC | 11.5 | -1 | EV Charger, 48 Amp, Level 2, ISO 15118 compliant, Commercial, Gen 2, Orange | Daimler | Detroit eFill Power Center 180 | eFill Power Center 180 | DC | 180 | -1 | Power Cabinet. 1x CCS1 connector or 1x CHAdeMO connector NRTL Listed as Power Electronics NBi1800U/NBi180SU. Approved dispenser are Detroit eFill Compact Dispender Duo. NRTL Listed as Power Electronics NBDI2000U,NBDI3000U.
LEDVANCE LLC | 75906 | EVC/48A/LVL2/4G/ISO/C2/OR | AC | 11.5 | -1 | EV Charger, 48 Amp, Level 2, 4G Module, ISO 15118 compliant, Commercial, Gen 2, Orange | Daimler | Detroit eFill Power Center 60 | eFill Power Center 60 | DC | 60 | -1 | Power Cabinet. 1x CCS1 connector or 1x CHAdeMO connector NRTL Listed as Power Electronics NBi0600U/NBi060SU Approved dispenser are Detroit eFill Compact Dispender Duo. NRTL Listed as Power Electronics NBDI2000U,NBDI3000U.
LEDVANCE LLC | 75901 | EVC/48A/LVL2/ISO/CC/C2/OR | AC | 11.5 | -1 | EV Charger, 48 Amp, Level 2, ISO 15118 compliant, Credit Card Reader, Commercial, Gen 2, Orange | Daimler | Detroit eFill Power Center 90 | eFill Power Center 90 | DC | 90 | -1 | Power Cabinet. 1x CCS1 connector or 1x CHAdeMO connector NRTL Listed as Power Electronics NBi0900U/NBi090SU. Approved dispenser are Detroit eFill Compact Dispender Duo. NRTL Listed as Power Electronics NBDI2000U,NBDI3000U.
LEDVANCE LLC | 75927 | EVC/48A/LVL2/4G/CC/C2/OR | AC | 11.5 | -1 | EV Charger, 48 Amp, Level 2, 4G Module, Credit Card Reader, Commercial, Gen 2, Orange | DynaChrg | EVN120F | Stand alone Fleet 120 | DC | 120 | -1 | 120kW all-in-one charger with 2 connectors. Alternate designations: DirectPowerPS 120 Fleet, DirectPowerPS 120
LEDVANCE LLC | 75907 | EVC/48A/LVL2/4G/ISO/CC/C2/OR | AC | 11.5 | -1 | EV Charger, 48 Amp, Level 2, 4G Module, ISO 15118 compliant, Credit Card Reader, Commercial, Gen 2, Orange | DynaChrg | EVN120P | Stand alone Advertising 120 | DC | 120 | -1 | 120kW all-in-one charger with 2 connectors, advertising display, and payment terminal. Alternate designations: DirectPowerPS 120 Flagship, DirectPowerPS 120
LEDVANCE LLC | 75902 | EVC/80A/LVL2/C2/OR | AC | 19.2 | -1 | EV Charger, 80 Amp, Level 2, Commercial, Gen 2, Orange | DynaChrg | EVN180F | Stand alone Fleet 180 | DC | 180 | -1 | 180kW all-in-one charger with 2 connectors. Alternate designations: DirectPowerPS 180 Fleet, DirectPowerPS 180
LEDVANCE LLC | 75915 | EVC/80A/LVL2/4G/C2/OR | AC | 19.2 | -1 | EV Charger, 80 Amp, Level 2, 4G Module, Commercial, Gen 2, Orange | DynaChrg | EVN180P | Stand alone Advertising 180 | DC | 180 | -1 | 180kW all-in-one charger with 2 connectors, advertising display, and payment terminal. Alternate designations: DirectPowerPS 180 Flagship, DirectPowerPS 180
LEDVANCE LLC | 74903 | EVC/80A/LVL2/ISO/C2/OR | AC | 19.2 | -1 | EV Charger, 80 Amp, Level 2, ISO 15118 compliant, Commercial, Gen 2, Orange | DynaChrg | EVN240F | Stand alone Fleet 240 | DC | 240 | -1 | 240kW all-in-one charger with 2 connectors. Alternate designations: DirectPowerPS 240 Fleet, DirectPowerPS 240
LEDVANCE LLC | 75925 | EVC/80A/LVL2/4G/ISO/C2/OR | AC | 19.2 | -1 | EV Charger, 80 Amp, Level 2, 4G Module, ISO 15118 compliant, Commercial, Gen 2, Orange | DynaChrg | EVN240P | Stand alone Advertising 240 | DC | 240 | -1 | 240kW all-in-one charger with 2 connectors, advertising display, and payment terminal. Alternate designations: DirectPowerPS 240 Flagship, DirectPowerPS 240
LEDVANCE LLC | 75904 | EVC/80A/LVL2/ISO/CC/C2/OR | AC | 19.2 | -1 | EV Charger, 80 Amp, Level 2, ISO 15118 compliant, Credit Card Reader, Commercial, Gen 2, Orange | DynaChrg | EVN300F | Stand alone Fleet 300 | DC | 300 | -1 | 300kW all-in-one charger with 2 connectors. Alternate designations: DirectPowerPS 300 Fleet, DirectPowerPS 300
LEDVANCE LLC | 75928 | EVC/80A/LVL2/4G/CC/C2/OR | AC | 19.2 | -1 | EV Charger, 80 Amp, Level 2, 4G Module, Credit Card Reader, Commercial, Gen 2, Orange | DynaChrg | EVN300P | Stand alone Advertising 300 | DC | 300 | -1 | 300kW all-in-one charger with 2 connectors, advertising display, and payment terminal. Alternate designations: DirectPowerPS 300 Flagship, DirectPowerPS 300
LEDVANCE LLC | 75926 | EVC/80A/LVL2/4G/ISO/CC/C2/OR | AC | 19.2 | -1 | EV Charger, 80 Amp, Level 2, 4G Module, ISO 15118 compliant, Credit Card Reader, Commercial, Gen 2, Orange | DynaChrg | EVN360F | Stand alone Fleet 360 | DC | 360 | -1 | 360kW all-in-one charger with 2 connectors. Alternate designations: DirectPowerPS 360 Fleet, DirectPowerPS 360
LITE-ON | EX-1193-E | SC2 Plus 80A | AC | 19.2 | 2 | Single port. | DynaChrg | EVN360P | Stand alone Advertising 360 | DC | 360 | -1 | 360kW all-in-one charger with 2 connectors, advertising display, and payment terminal. Alternate designations: DirectPowerPS 360 Flagship, DirectPowerPS 360
LITE-ON | EX-1193-H | IC2 80A POS | AC | 19.2 | 2 | Single port. | DynaChrg | EVS160 | 160kW Standalone Unit | DC | 160 | -1 | Output range:200V-1000V efficiency:Up to 96% Full certification User-friendly ADA Multiple payment methods Support for customization PLUG& CHARGE Hardware 15118-Ready Can Output 350A CCS1 boost 500A NACS boost 400A
LITE-ON | EX-1193-K | SC2 Plus 80A POS | AC | 19.2 | 2 | Single port. | DynaChrg | EVS240 | 240kW Standalone Unit | DC | 240 | -1 | Output range:200V-1000V efficiency:Up to 96% Full certification User-friendly ADA Multiple payment methods Support for customization PLUG& CHARGE Hardware 15118-Ready Can Output 350A CCS1 boost 500A NACS boost 400A
LITE-ON | EX-1193-M | IC2 80A | AC | 19.2 | 2 | Single port. | DynaChrg | EVS480 | Distributed Model 480kW up to 3 Dual Port Dispensers | DC | 480 | -1 | Output range:200V-1000V efficiency:Up to 96% Full certification User-friendly ADA Multiple payment methods Support for customization PLUG& CHARGE Hardware 15118-Ready Air cooling output 350A Liquid cooling sustained maximum output 500A
LITE-ON | EX-1193-T | SC2 80A | AC | 19.2 | 2 | Single port. | Eaton | CPE250C-625-CCS1-200A-****-ETN | Express 250 | DC | 62.5 | -1 | ChargePoint Express 250 Station (62.5 kW) - includes Express 250 Station, 2x Power Modules, 1x CCS1 200A cable, 1x CHAdeMO cable or NACS, North America Modem/SIM, cUL and UL listed, requires CPE250-CMT-IMPERIAL in US, CPE250-CMT-METRIC in Canada. CPE250-CMT-IMPERIAL/METRIC not included. FWHA and FTA compliant models available as well as with integrated EMV Chip Reader terminal.
LITE-ON | W1-UC168-0MF1F0 | ADV 48A | AC | 11.52 | 2 | Single port. | Eaton | CPE280-800-NA-CHIP-ETN | Express 280 DC Fast Charging Station | DC | 160 | -1 | [Paired Unit, Credit Card Reader sku] ChargePoint Express 280 Station (80 kW) - includes Express 280 Station, 2x Power Modules, 1 or 2 connectors including CCS1, CHAdeMO, NACS. North America Modem/SIM, cUL and UL listed, FWHA and FTA compliant models available.
LITE-ON | W1-UC168-0MF1FR | ADV+ 48A | AC | 11.52 | 2 | Single port. | Eaton | CPE280-800-NA-CHIP-ETN | Express 280 DC Fast Charging Station | DC | 80 | -1 | [Single Unit, Credit Card Reader sku] ChargePoint Express 280 Station (80 kW) - includes Express 280 Station, 2x Power Modules, 1 or 2 connectors including CCS1, CHAdeMO, NACS. North America Modem/SIM, cUL and UL listed, FWHA and FTA compliant models available.
LITE-ON | W1-UC168-0MJ1EP | ADV+ 48A POS | AC | 11.52 | 2 | Single port. | Eaton | CPE280-800-NA-ETN | Express 280 DC Fast Charging Station | DC | 160 | -1 | [Paired Unit] ChargePoint Express 280 Station (80 kW) - includes Express 280 Station, 2x Power Modules, 1 or 2 connectors including CCS1, CHAdeMO, NACS. North America Modem/SIM, cUL and UL listed, FWHA and FTA compliant models available.
LITE-ON | W1-UC168-0MK1ER | IC 48A | AC | 11.52 | 2 | Single port. | Eaton | CPE280-800-NA-ETN | Express 280 DC Fast Charging Station | DC | 80 | -1 | [Single Unit] ChargePoint Express 280 Station (80 kW) - includes Express 280 Station, 2x Power Modules, 1 or 2 connectors including CCS1, CHAdeMO, NACS. North America Modem/SIM, cUL and UL listed, FWHA and FTA compliant models available.
LITE-ON | W1-UC168-0ML1EP | IC 48A POS | AC | 11.52 | 2 | Single port. | Eaton | CPE280-800-NA-FHWA-ETN | Express 280 DC Fast Charging Station | DC | 160 | -1 | [Paired Unit, FHWA sku] ChargePoint Express 280 Station (80 kW) - includes Express 280 Station, 2x Power Modules, 1 or 2 connectors including CCS1, CHAdeMO, NACS. North America Modem/SIM, cUL and UL listed, FWHA and FTA compliant models available.
Loop Global | EVS-80A-L2-002 | EV-Fleet | AC | 19.2 | 2 | SAE J1772, Standalone network capability | Eaton | CPE280-800-NA-FHWA-ETN | Express 280 DC Fast Charging Station | DC | 80 | -1 | [Single Unit, FHWA sku] ChargePoint Express 280 Station (80 kW) - includes Express 280 Station, 2x Power Modules, 1 or 2 connectors including CCS1, CHAdeMO, NACS. North America Modem/SIM, cUL and UL listed, FWHA and FTA compliant models available.
Lynkwell | LW102-AC80-# | Xlynk | AC | 19.2 | -1 | Single port. | Eaton | EXPP-PL20##-CHIP-ETN | Express Plus 2000 | DC | 500 | -1 | [CHIP sku]Express Plus system includes Power Block, Power Modules, and Power Link 2000 series; Each Power Link Dispenser can include 1 or 2 connctor including CCS, NACS, or CHAdeMO
Lynkwell | LW101-AC48 | Xlynk | AC | 11.5 | -1 | Single port. | Eaton | EXPP-PL20##-ETN | Express Plus 2000 | DC | 500 | -1 | Express Plus system includes Power Block, Power Modules, and Power Link 2000 series; Each Power Link Dispenser can include 1 or 2 connctor including CCS, NACS, or CHAdeMO
Lynkwell | LW141-AC80 | LW141-AC80 | AC | 19.2 | -1 | Single port. | Eaton | EXPP-PL20##-FHWA-ETN | Express Plus 2000 | DC | 500 | -1 | [FHWA sku] Express Plus system includes Power Block, Power Modules, and Power Link 2000 series; Each Power Link Dispenser can include 1 or 2 connctor including CCS, NACS, or CHAdeMO
Lynkwell | LW201-AC80 | LW201-AC80 | AC | 19.2 | -1 | 0 | Eaton | Express Plus 1000 Power Block: CPPB0001***-ETN PM1.5 43-001200-**-ETN EXPP-PL10##*-#*#*#-#*#*#-***-ETN | Express Plus | DC | 500 | -1 | Express Plus system includes Power Block, Power Modules, and Power Link 1000 series; Used for Fleet or Commercial.
Lynkwell | LW202-AC32 | LW202-AC32 | AC | 7.7 | -1 | Single port. | Eaton | GMDC100-CCSX2 | 100kW CCSX2 | DC | 100 | -1 | dual cable
Lynkwell | LW202-AC48 | LW202-AC48 | AC | 11.52 | -1 | Single port. | Eaton | GMDC125-CCSX2 | 125kW CCSX2 | DC | 125 | -1 | dual cable
Lynkwell | LW202-AC80 | LW202-AC80 | AC | 19.2 | -1 | Single port. | Eaton | GMDC150-CCS | 150kW CCS | DC | 150 | -1 | Single port
Noodoe | AC11P/ AC11P Exceed | 0 | AC | 11.5 | -1 | Single port. | Eaton | GMDC150-CCSX2 | 150kW CCSX2 | DC | 150 | -1 | dual cable
Nuvve | EVSE-B-P1-H1 | EVSE PowerPort Neo 19kW L2 (1 phase, J1772) | AC | 19.2 | -1 | Single Port, Standalone network capability | Eaton | GMDC50-CCS | 50kW CCS | DC | 50 | -1 | Single port
OpConnect | IC80 | IC80 | AC | 19.2 | -1 | Single Port NRTL Listed as EX-1193-1 | Eaton | GMDC50-CCSX2 | 50kW CCSX2 | DC | 50 | -1 | dual cable
OpConnect | OC-IC3-32AH | 0 | AC | 7.2 | -1 | Single Port, Standalone network capability | Eaton | GMDC75-CCSX2 | 75kW CCSX2 | DC | 75 | -1 | dual cable
OpConnect | OC-SC3-32AN | 0 | AC | 7.7 | -1 | Single Port, Standalone network capability | Ekoenergetyka | AXE-S2A7-66XX4XXXX, AXE-S2A7-65XX4XXXX | Axon Easy 120 | DC | 120 | 2 | Dual port.
OpConnect | SC80 | SC80 | AC | 19.2 | -1 | Single Port NRTL Listed as EX-1193-3 | Ekoenergetyka | AXE-S2A8-60XX4XXXX, AXE-S2A8-06XX4XXXX, AXE-S2A8-50XX4XXXX, AXE-S2A8-05XX4XXXX | Axon Easy 150 | DC | 150 | 2 | Dual port.
Pando Electric | Pando 002A | Pando 002A | MANAGED OUTLET | 9.6 | -1 | Single port. | Ekoenergetyka | AXE-S2B0-65XX4XXXX, AXE-S2B0-66XX4XXXX | Axon Easy 180 | DC | 180 | 2 | Dual port.
PowerFlex Systems | EX-1193-M | IC 80A Gen2 | AC | 19.2 | -1 | Single port. | iENERGIE360 US INC. dba. Injet | iNSCDA120K1 | Ampax | DC | 120 | 2 | Dual port.
PowerFlex Systems | JNT-EVC10 (PF-JT48) | 0 | AC | 11.52 | -1 | Must acquire Nexus | iENERGIE360 US INC. dba. Injet | iNSCDA150K1 | Ampax | DC | 150 | 2 | Dual port.
PowerFlex Systems | W1-UC168-0MF1FR | ADV+48A / SC48 | AC | 11.6 | -1 | Single port. | iENERGIE360 US INC. dba. Injet | iNSCDA180K1 | Ampax | DC | 180 | 2 | Dual port.
PowerFlex Systems | W1-UC168-0MK1ER | IC 48A | AC | 11.6 | -1 | Single port. | iENERGIE360 US INC. dba. Injet | iNSCDA240K1 | Ampax | DC | 240 | 2 | Dual port.
PowerFlex Systems | W1-UC168-0ML1EP | IC 48A with POS | AC | 11.6 | -1 | Single port. | Espen | EVC/D030/S### | EVC/D030/S### | DC | 30 | -1 | 1x CCS1 connector 1x CHAdeMO connector
PowerPump | AC550 | AC550 | AC | 10 | -1 | Single Port. | Espen | EVC/D040P/S### | EVC/D040P/S### | DC | 40 | -1 | Dual port.CCS1, NACS ,CHAdeMO (Optional).
QCharge123 | QAC2-BC | Commercial Charger | AC | 19.2 | -1 | Single or dual port. | Espen | EVC/D060/S### | EVC/D060/S### | DC | 60 | -1 | 1x CCS1 connector 1x CHAdeMO connector
QCharge123 | QAC2-BR | Residential/Low Commercial Charger | AC | 9.6 | -1 | Single port. | Espen | EVC/D060P/S### | EVC/D060P/S### | DC | 60 | -1 | Dual port.CCS1, NACS ,CHAdeMO (Optional).
RAB Lighting Inc. | EVC48 | EVC48 | AC | 11 | 2 | Single Port, Standalone network capability; OCA Full and Security certificates under software version V1.00 | Espen | EVC/D120/S### | EVC/D120/S### | DC | 120 | -1 | 1x CCS1 connector 1x CHAdeMO connector
Siemens | 8EM13105HF141GA2 | VersiCharge AC 48A NTEP | AC | 11.5 | -1 | Single Port, Standalone network capability | Espen | EVC/D180/S### | EVC/D180/S### | DC | 180 | -1 | 1x CCS1 connector 1x CHAdeMO connector; OCA Full and Security certificates under software version V1.00
Siemens | 8EM13155HG141GA2 | VersiCharge Blue AC 48A NTEP | AC | 11.5 | -1 | Single Port, Standalone network capability | Espen | EVC/D360/S### | EVC/D360/S### | DC | 360 | -1 | Power Cabinet. 1x CCS1 connector or 1x CHAdeMO connector. Vetted dispensers are DDWU362T0TE2PN- RW DDWU362T0TE2N7-RW, DDWU362V00E2N7-RW DDWU362U0UE2PN-RW, DDWU362U0UE2N7-RW, DDWU362K0TE2PN-RW, DDWU362K0TE2N7-RW, DDWU362K0UE2PN-RW, DDWU362K0UE2N7-RW, DDWU362G00E2PN-RW, DDWU362G00E2N7-RW, DDWU362K00E2PN-RW, DDWU362K00E2N7-RW, DDWU362U00E2PN-RW, DDWU362U00E2N7-RW, DDWU362T00E2PN-RW, DDWU362T00E2N7-RW, DDWU362V0UE2PN-RW, DDWU362V0UE2N7-RW, DDWU362V0KE2PN-RW, DDWU362V0KE2N7-RW, DDWU362V0TE2PN-RW, DDWU362V0TE2N7-RW, DDWU362V00E2PN-RW.
Siemens | VersiCharge 11.5kW 8EM1310-5CF14-0GA0 | VersiCharge | AC | 11.5 | -1 | Single Port, Standalone network capability | EVBolt | Asterope 36 | Asterope 36 | DC | 360 | -1 | Power Cabinet. 1x CCS1 connector or 1x CHAdeMO connector. Vetted dispensers are DDWU362T0TE2PN- RW DDWU362T0TE2N7-RW, DDWU362V00E2N7-RW DDWU362U0UE2PN-RW, DDWU362U0UE2N7-RW, DDWU362K0TE2PN-RW, DDWU362K0TE2N7-RW, DDWU362K0UE2PN-RW, DDWU362K0UE2N7-RW, DDWU362G00E2PN-RW, DDWU362G00E2N7-RW, DDWU362K00E2PN-RW, DDWU362K00E2N7-RW, DDWU362U00E2PN-RW, DDWU362U00E2N7-RW, DDWU362T00E2PN-RW, DDWU362T00E2N7-RW, DDWU362V0UE2PN-RW, DDWU362V0UE2N7-RW, DDWU362V0KE2PN-RW, DDWU362V0KE2N7-RW, DDWU362V0TE2PN-RW, DDWU362V0TE2N7-RW, DDWU362V00E2PN-RW.
Siemens | VersiCharge 11.5kW 8EM1310-5CF14-1GA2 | VersiCharge | AC | 11.5 | -1 | Single Port, Standalone network capability | EVBolt | EVB-DC-PS120 | Asterope 12 | DC | 120 | -1 | 1x CCS1 connector and 1x CHAdeMO connector or 2x CCS1 connectors.
Siemens | VersiCharge 11.5kW 8EM1312-5CF18-0FA3 | VersiCharge | AC | 11.5 | -1 | Single Port, Standalone network capability | EVBolt | EVB-DC-PS180 | Asterope 18 | DC | 180 | -1 | 1x CCS1 connector 1x CHAdeMO connector
Siemens | VersiCharge 9.6kW 8EM1310-4CF14-0GA0 | VersiCharge | AC | 9.6 | -1 | Single Port, Standalone network capability | EVBolt | EVB-DC-PS30 | Asterope 3 | DC | 30 | -1 | 1x CCS1 connector 1x CHAdeMO connector
Siemens | VersiCharge 9.6kW 8EM1310-4CF14-1GA2 | VersiCharge | AC | 9.6 | -1 | Single Port, Standalone network capability | EVBolt | EVB-DC-PS60 | Asterope 6 | DC | 60 | -1 | 1x CCS1 connector 1x CHAdeMO connector
Siemens | VersiCharge 9.6kW 8EM1312-4CF18-0FA3 | VersiCharge | AC | 9.6 | -1 | Single Port, Standalone network capability | EVBolt | EVB-DC-PS90 | Asterope 9 | DC | 90 | -1 | 1x CCS1 connector 1x CHAdeMO connector
StarCharge | AC###AN030###### | Artemis | AC | 19.2 | 2 | Single port. | EverCharge | E800-1017-01 | DCFC 240kW Power Cabinet | DC | 240 | -1 | OCA Full and Security certificates under software version 1.2009.0 (alternate company name on OCA cert - Wanbang Digital Energy Co., Ltd.)
SWTCH Energy | AXLU111001/48 | AX48 | AC | 11 | -1 | Single Port, Standalone network capability; OCA Full and Security certificates under software version V1.00 | EverCharge | E800-1029-01 | DCFC 240kW Power Dispenser, w/Dual 200A CCS1 | DC | 240 | -1 | OCA Full and Security certificates under software version 1.2009.0 (alternate company name on OCA cert - Wanbang Digital Energy Co., Ltd.)
SWTCH Energy | AXLU191001/80 | AX80 | AC | 19.1 | -1 | Single Port, Standalone network capability | EverCharge | E800-1040-01 | DCFC 180kW All-in-One, w Dual CCS1 | DC | 180 | -1 | 0
SWTCH Energy | EX-1193-1 | SWTCH Lite-On Platinum IC3 80A | AC | 19.2 | -1 | Single Port NRTL Listed as EX-1193-1 | EverCharge | E800-1042-01 | DCFC 320kW All-in-One, w/ Dual CCS1 | DC | 320 | -1 | Dual port.
SWTCH Energy | EX-1193-3 | SWTCH Lite-On Platinum SC3 80A | AC | 19.2 | -1 | Single Port NRTL Listed as EX-1193-3 | EVPassport | C6AM150XX | C6AM150XX | DC | 150 | -1 | Standalone DCFC, no HPC needed, runs off its own power
SWTCH Energy | IC3-32A-H-A | SWTCH Lite-On Platinum IC3 | AC | 7.6 | -1 | Single Port NRTL Listed as IC3-32A-H-A | EVPassport | C6AM90XX | C6AM90XX | DC | 95 | -1 | Runs on 208 3P power, standalone DCFC
SWTCH Energy | SC3-32A-H | SWTCH Lite-On Platinum SC3 | AC | 7.6 | -1 | Single Port NRTL Listed as SC3-32A-H | EVSIS | JC-94F2-350-0T5 | DC Charger 350kW | DC | 350 | 2 | Dual port. CCS / NACS(Optional), OCPP 2.0.1 will be supported
SWTCH Energy | EVH006-48 | Joint Tech 48A | AC | 11.5 | -1 | Single port. | EVSIS | JC-94F2-400-0T5 | DC Charger 400kW | DC | 400 | 2 | Dual port. CCS / NACS(Optional), OCPP 2.0.1 will be supported
TECO-Westinghouse | AXLU111001/ AX48 | Nexe VersaCharge 360kW | AC | 11 | -1 | Single Port, Standalone network capability | EVSIS | JC-9932-100-CT | DC Charger 100kW | DC | 100 | 2 | CCS/CHAdeMO (optional), OCPP 2.0.1 will be supported
Tellus Power | TP-EVVA-80A | 0 | AC | 19.2 | -1 | Networked charging station | EVSIS | JC-9932-180-CT | DC Charger 180kW | DC | 180 | 2 | Dual port. CCS / NACS(Optional), OCPP 2.0.1 will be supported
Tellus Power | UP160J-#MP-### | 0 | AC | 7.2 | -1 | Dual Port, Must acquire Gateway for network connectivity | EVSIS | JC-9932-240-CT | DC Charger 240kW | DC | 240 | 2 | Dual port. CCS / NACS(Optional), OCPP 2.0.1 will be supported
Tellus Power | UP80J-#MP-### | 0 | AC | 7.2 | -1 | Single Port, Must acquire Gateway for network connectivity | EVSIS | JC-9A31-30-CT | DC Charger 30kW | DC | 30 | 2 | CCS/OCPP 2.0.1 will be supported
TurnOnGreen | EVP1100-W/CPEVAC-11KW-J17-W EVP1100-WG/CPEVAC-11KW-J17-WG CPEVAC-11KW-S18-# | 0 | AC | 11.4 | -1 | Single Port | FLO | Ultra | Ultra | DC | 320 | -1 | Dual port.
Wallbox | PUP3-#-#-6-#-##-# | Pulsar Pro 48A | AC | 11.5 | -1 | # is a hold for cable length, connector type, power supply version, custom, and color. Payment terminal requirements aren't met by charger independently. We do allow integration with EVSP that have cloud-to-cloud integrations with payment terminals or kiosks. Examples can be provided. | Ford Pro Charging | DC Charging Station 120kW | DC Charging Station 120kW | DC | 120 | -1 | Dual port.
Xiamen Topstar Co., LTD | TSEA240V/32AUS | TSEA240V/##AUS | AC | 7.6 | 2 | Single port. | Ford Pro Charging | DC Charging Station 240kW | DC Charging Station 240kW | DC | 240 | -1 | Dual port.
Xiamen Topstar Co., LTD | TSEA240V/40AUS | TSEA240V/##AUS | AC | 9.6 | 2 | Single port. | Ford Pro Charging | FPC-DC0060AA-U## | 0 | DC | 60 | -1 | Single or Dual Port 2x CCS1 connector . NRTL listed as Power Electronics NB060SU20
Xiamen Topstar Co., LTD | TSEA240V/48AUS | TSEA240V/##AUS | AC | 11.5 | 2 | Single port. | Ford Pro Charging | FPC-DC0120AA-U## | 0 | DC | 120 | -1 | 2x CCS1 200A or 300A connector NRTL listed as Power Electronics NB120SU20
Xiamen Topstar Co., LTD | TSEA240V/80AUS | TSEA240V/##AUS | AC | 19.2 | 2 | Single port. | Free2Move | E21CH060Dx | 0 | DC | 60 | -1 | 1x CCS1 connector 1x CHAdeMO connector
Xiamen Topstar Co., LTD | TSED240V/32A2US | TSED240V/##A2US | AC | 7.6 | 2 | Dual port. | Free2Move | E21CH180## | 0 | DC | 180 | -1 | 1x CCS1 connector 1x CHAdeMO connector; OCA Full and Security certificates under software version V1.00
Xiamen Topstar Co., LTD | TSED240V/40A2US | TSED240V/##A2US | AC | 9.6 | 2 | Dual port. | Freewire | 900-00151-XX | Boost 150 | DC | 150 | -1 | Battery integrated DCFC
Xiamen Topstar Co., LTD | TSED240V/48A2US | TSED240V/##A2US | AC | 11.5 | 2 | Dual port. | Freewire | Boost 200 | Boost Charger 200 | DC | 200 | -1 | 1x CCS1 connector 1x CHAdeMO connector
Xiamen Topstar Co., LTD | TSED240V/80A2US | TSED240V/##A2US | AC | 19.2 | 2 | Dual port. | Gateway International 360 | GW-EV3000/XXX | GW-EV3000/XXX | DC | 30 | -1 | 1x CCS1 connector 1x CHAdeMO connector
Zerova | AXLU111001/ AX48 | AX48 | AC | 11 | -1 | Single Port, Standalone network capability; OCA Full and Security certificates under software version V1.00 | Gateway International 360 | GW-EV4400-120/XXX | GW-EV4400-120/XXX | DC | 120 | -1 | 1x CCS1 connector 1x CHAdeMO connector
Zerova | AXLU191001/ AX80 | AX80 | AC | 19.1 | -1 | Single Port, Standalone network capability | Gateway International 360 | GW-EV4400-180/XXX | GW-EV4400-180/XXX | DC | 180 | -1 | 1x CCS1 connector 1x CHAdeMO connector; OCA Full and Security certificates under software version V1.00
[7 empty] | Gateway International 360 | GW-EV4400-360/XXX | GW-EV4400-360/XXX | DC | 360 | -1 | Power Cabinet. 1x CCS1 connector or 1x CHAdeMO connector. Vetted dispensers are DDWU362T0TE2PN- RW DDWU362T0TE2N7-RW, DDWU362V00E2N7-RW DDWU362U0UE2PN-RW, DDWU362U0UE2N7-RW, DDWU362K0TE2PN-RW, DDWU362K0TE2N7-RW, DDWU362K0UE2PN-RW, DDWU362K0UE2N7-RW, DDWU362G00E2PN-RW, DDWU362G00E2N7-RW, DDWU362K00E2PN-RW, DDWU362K00E2N7-RW, DDWU362U00E2PN-RW, DDWU362U00E2N7-RW, DDWU362T00E2PN-RW, DDWU362T00E2N7-RW, DDWU362V0UE2PN-RW, DDWU362V0UE2N7-RW, DDWU362V0KE2PN-RW, DDWU362V0KE2N7-RW, DDWU362V0TE2PN-RW, DDWU362V0TE2N7-RW, DDWU362V00E2PN-RW.
[7 empty] | Gateway International 360 | GW-EV4400-60/XXX | GW-EV4400-60/XXX | DC | 60 | -1 | 1x CCS1 connector 1x CHAdeMO connector
[7 empty] | Gravity | GR-LH500CX | 0 | DC | 500 | -1 | 0
[7 empty] | Gravity | GT-AH200XX | 0 | DC | 200 | -1 | 0
[7 empty] | Gravity | GT-AV200XX | 0 | DC | 200 | -1 | 0
[7 empty] | Gravity | GT-LAV500EX | 0 | DC | 500 | -1 | 0
[7 empty] | Gravity | GT-LLH500EX | 0 | DC | 500 | -1 | 0
[7 empty] | Gravity | GT-LV500CX | 0 | DC | 500 | -1 | 0
[7 empty] | Heliox | HE9820014-01-AAV HE9820014-01-AAA | Flex 180 AIO | DC | 180 | -1 | Distributed charger system that supports has a built-in CCS1 cable and supports up to 2 additional connetion ports with applicable dispenser or pantograph
[7 empty] | Heliox | HE9821001-01 | Flex 180 | DC | 180 | -1 | This product listing did not include the pantograph. Please consult with the manufacturer regarding pantograph selection. Pantographs are being Recognized under UL 2251. Field listing of system hardware may be required at deployment.
[7 empty] | Heliox | HE9822019-01 | Flex 360 | DC | 360 | -1 | Base product, 360kW, W DC HPC D UL
[7 empty] | Heliox | HE9823005-01 | Heliox 60kW | DC | 60 | -1 | Single port. Available as mobile, wall, or pedestal mount
[7 empty] | Heliox | HE9823007-01 | Heliox 30kW | DC | 30 | -1 | Single port. Available as mobile, wall, or pedestal mount
[7 empty] | Heliox | HE9823009-01 | Heliox 44KW Bidirectional | DC V2G | 44 | -1 | Single port. Available as wall or pedestal mount
[7 empty] | i-charging | blueberry | BB50 | DC | 50 | 2 | Dual port
[7 empty] | i-charging | blueberry CLUSTER | blueberry CLUSTER | DC | 500 | 2 | Four ports. Simultaneous charging, Dynamic Power Allocation, 50 to 900 kW. 1 to 3 Power Units (cabinets) and up to 4 plugs in dispenser and satellites
[7 empty] | i-charging | blueberry FUSION | blueberry FUSION | DC | 150 | 2 | Dual port. Simultaneous charging, Dynamic Power Allocation, 50, 100 and 150kW available
[7 empty] | i-charging | blueberry PLUS | PU 200 R2 / PU 300 R2 | DC | 500 | 2 | Four ports. Simultaneous charging, Dynamic Power Allocation, 50 to 900 kW. 1 to 3 Power Units (cabinets) and 1 Dispenser w 2 Plugs
[7 empty] | InCharge | ICE 480 | ICE 480 | DC | 480 | -1 | Supports both CCS and CHAdeMO standards with one or two connectors. This DC Split System is designed to provide high power charging with distributed dispenser and power conversion units.
[7 empty] | InCharge | ICE CUBE 200kWh/200kW Battery Buffer | ICE CUBE 200kWh/200kW Battery Buffer | DC | 240 | -1 | Battery integrated DCFC. Up to 4 ports.
[7 empty] | InCharge | ICE-120 | ICE-120 | DC | 120 | -1 | 1x CCS1 connector 1x CHAdeMO connector NRTL listed as Shenzhen InfyPower : EXP120K2-FD-UU2 & EXP120K2-FS-U2
[7 empty] | InCharge | ICE-180 | ICE-180 | DC | 180 | -1 | 1x CCS1 connector 1x CHAdeMO connector NRTL listed as Shenzhen InfyPower : EXP180K2-FD-UU2 & EXP180K2-FS-U2
[7 empty] | InCharge | ICE-30 | ICE-30 | DC | 30 | -1 | 1x CCS1 connector 1x CHAdeMO connector NRTL listed as Shenzhen InfyPower : EXP30k2-FSW-U2 & EXP30kW-FDW-UU2
[7 empty] | InCharge | ICE-60 | ICE-60 | DC | 60 | -1 | 1x CCS1 connector 1x CHAdeMO connector NRTL listed as Shenzhen InfyPower : EXP60K2-FD-UU2 & EXP60K2-FS-U2
[7 empty] | InCharge | ICE-22 V2X Wallbox | ICE-22 V2X Wallbox | DC V2G | 22 | -1 | Supports both CCS and CHAdeMO. Up to 2 ports.
[7 empty] | InCharge | ICE-44 V2X Wallbox | ICE-44 V2X Wallbox | DC V2G | 44 | -1 | Single or dual port. Supports both CCS and CHAdeMO. Up to 2 ports.
[7 empty] | InCharge | ICE-66 V2X | ICE-66 V2X | DC V2G | 66 | -1 | Single or dual port. Supports both CCS and CHAdeMO. Up to 2 ports.
[7 empty] | InCharge | ICE-132 V2X | ICE-132 V2X | DC V2G | 132 | -1 | Dual port.
[7 empty] | InCharge | ICE60K3-FDW-UU2 | ICE-60 DCWB | DC | 60 | -1 | Dual port.
[7 empty] | InCharge | IDC600K3-FMR5-2 | ICE-600 | DC | 600 | -1 | Ten ports.
[7 empty] | Ingeteam | RAPID 120 | RAPID 120 | DC | 120 | -1 | Stand-alone. Single or dual port. CCS1, NACS and/or CHAdeMO.
[7 empty] | Ingeteam | RAPID 150 | RAPID 150 | DC | 150 | -1 | Stand-alone. Single or dual port. CCS1, NACS and/or CHAdeMO.
[7 empty] | Ingeteam | RAPID 180 | RAPID 180 | DC | 180 | -1 | Stand-alone. Single or dual port. CCS1, NACS and/or CHAdeMO.
[7 empty] | Ingeteam | RAPID 60E | RAPID 60E | DC | 60 | -1 | Stand-alone. Single or dual port. CCS1, NACS and/or CHAdeMO.
[7 empty] | Ingeteam | RAPID 90 | RAPID 90 | DC | 90 | -1 | Stand-alone. Single or dual port. CCS1, NACS and/or CHAdeMO.
[7 empty] | Integra Energy | IEV/D030/SXXX | IEV/D030/SXXX | DC | 30 | -1 | 1x CCS1 connector 1x CHAdeMO connector
[7 empty] | Integra Energy | IEV/D060/SXXX | IEV/D060/SXXX | DC | 60 | -1 | 1x CCS1 connector 1x CHAdeMO connector
[7 empty] | Integra Energy | IEV/D120/SXXX | IEV/D120/SXXX | DC | 120 | -1 | 1x CCS1 connector 1x CHAdeMO connector
[7 empty] | Integra Energy | IEV/D180/SXXX | IEV/D180/SXXX | DC | 180 | -1 | 1x CCS1 connector 1x CHAdeMO connector; OCA Full and Security certificates under software version V1.00
[7 empty] | Integra Energy | IEV/D360/SXXX | IEV/D360/SXXX | DC | 360 | -1 | Power Cabinet. 1x CCS1 connector or 1x CHAdeMO connector. Vetted dispensers are DDWU362T0TE2PN- RW DDWU362T0TE2N7-RW, DDWU362V00E2N7-RW DDWU362U0UE2PN-RW, DDWU362U0UE2N7-RW, DDWU362K0TE2PN-RW, DDWU362K0TE2N7-RW, DDWU362K0UE2PN-RW, DDWU362K0UE2N7-RW, DDWU362G00E2PN-RW, DDWU362G00E2N7-RW, DDWU362K00E2PN-RW, DDWU362K00E2N7-RW, DDWU362U00E2PN-RW, DDWU362U00E2N7-RW, DDWU362T00E2PN-RW, DDWU362T00E2N7-RW, DDWU362V0UE2PN-RW, DDWU362V0UE2N7-RW, DDWU362V0KE2PN-RW, DDWU362V0KE2N7-RW, DDWU362V0TE2PN-RW, DDWU362V0TE2N7-RW, DDWU362V00E2PN-RW.
[7 empty] | Jule (eCAMION) | Jule-100 | Jule Charger 100 | DC | 100 | -1 | DCFC that works with ESS w/ voltage range 650-800VDC
[7 empty] | Jule (eCAMION) | Jule-200 | Jule Charger 200 | DC | 200 | -1 | DCFC that works with ESS w/ voltage range 650-800VDC
[7 empty] | Jule (eCAMION) | Jule-350 | Jule Charger 350 | DC | 350 | -1 | DCFC that works with ESS w/ voltage range 650-800VDC
[7 empty] | Kempower | C50####### C80####### | C-Series | DC | 600 | -1 | Up to 8 ports. Kempower Power Unit supplies DC power to various distributed dispenser ouputs including but not limited to the Kempower Satellite (offers single or dual port configurations), the Kempower Liquid Cooled Satellite, etc.. Details about qualifications relevant to each variant is detailed in the corresponding notes section.
[7 empty] | Kempower | C501### | C-Series | DC | 200 | 2 | 1-4 power modules supporting max output range of 50-200kW
[7 empty] | Kempower | C502### | C-Series | DC | 350 | -1 | 1-7 power modules supporting max output range of 50-350kW
[7 empty] | Kempower | C503### | C-Series | DC | 350 | -1 | 1-7 power modules supporting max output range of 50-350kW
[7 empty] | Kempower | C801### | C-Series | DC | 200 | -1 | 1-4 power modules supporting max output range of 50-200kW
[7 empty] | Kempower | C802### | C-Series | DC | 350 | -1 | 1-7 power modules supporting max output range of 50-350kW
[7 empty] | Kempower | C803### | C-Series | DC | 350 | -1 | 1-7 power modules supporting max output range of 50-350kW
[7 empty] | Lincoln Electric | Velion 150 | Velion | DC | 150 | -1 | Single port.
[7 empty] | Loop Global | EVS-FLASH-300-D01 | Infinity Flash (with screen) | DC | 300 | 2 | Dual port with screen. Power cabinet required: EVS-FLASH- 360-PC01
[7 empty] | Loop Global | EVS-FLASH-300-D01-150 | Infinity Flash (with screen)(derated) | DC | 150 | 2 | 150kW max per port
[7 empty] | Loop Global | EVS-FLASH-300-D02 | Infinity Flash (without screen) | DC | 300 | 2 | Dual port without screen. Power cabinet required: EVS-FLASH- 360-PC01
[7 empty] | Loop Global | EVS-FLASH-300-D02-150 | Infinity Flash (without screen)(derated) | DC | 150 | 2 | 150kW max per port
[7 empty] | Lynkwell | LW141-DC480/480-SA-CC18 | LW141-DC480/480-SA-CC18 | DC | 480 | -1 | Dual port. 2x CCS1 connector
[7 empty] | Lynkwell | LW141-DC480/480-SA-CN-18 | LW141-DC480/480-SA-CN-18 | DC | 480 | -1 | Dual port. 1x CCS1 connector, 1x NACS/J3400 connector
[7 empty] | Lynkwell | LW141-DC480/400-SA-CC18 | LW141-DC480/400-SA-CC18 | DC | 400 | -1 | Dual port. 2x CCS1 connector
[7 empty] | Lynkwell | LW141-DC480/400-SA-CN18 | LW141-DC480/400-SA-CN18 | DC | 400 | -1 | Dual port. 1x CCS1 connector, 1x NACS/J3400 connector
[7 empty] | Lynkwell | LW141-DC480/320-SA-CC18 | LW141-DC480/320-SA-CC18 | DC | 320 | -1 | Dual port. 2x CCS1 connector
[7 empty] | Lynkwell | LW141-DC480/320-SA-CN18 | LW141-DC480/320-SA-CN18 | DC | 320 | -1 | Dual port. 1x CCS1 connector, 1x NACS/J3400 connector
[7 empty] | Lynkwell | LW141-DC100 | LW141-DC100 | DC | 100 | -1 | Single or dual port
[7 empty] | Lynkwell | LW141-DC120 | LW141-DC120 | DC | 120 | -1 | Single or dual port
[7 empty] | Lynkwell | LW141-DC140 | LW141-DC140 | DC | 140 | -1 | Single or dual port
[7 empty] | Lynkwell | LW141-DC160 | LW141-DC160 | DC | 160 | -1 | Single or dual port
[7 empty] | Lynkwell | LW141-DC180 | LW141-DC180 | DC | 180 | -1 | Single or dual port
[7 empty] | Lynkwell | LW141-DC200 | LW141-DC200 | DC | 200 | -1 | Single or dual port
[7 empty] | Lynkwell | LW141-DC220 | LW141-DC220 | DC | 220 | -1 | Single or dual port
[7 empty] | Lynkwell | LW141-DC240 | LW141-DC240 | DC | 240 | -1 | Single or dual port
[7 empty] | Lynkwell | LW141-DC60 | LW141-DC60 | DC | 60 | -1 | Single or dual port
[7 empty] | Lynkwell | LW141-DC640 | LW141-DC640 | DC | 640 | -1 | The DC HiPower has a power cabinet with dispenser set up. It comes in 320, 480, or 640kW options and can be purchased with 2, 4, 6, or 8 ports depending on the number of dispensers.
[7 empty] | Lynkwell | LW141-DC80 | LW141-DC80 | DC | 80 | -1 | Single or dual port
[7 empty] | Lynkwell | LW301-DC-180 | LW301-DC-180 | DC | 180 | -1 | 0
[7 empty] | Lynkwell | LW301-DC240 | LW301-DC240 | DC | 240 | -1 | OCA Full and Security certificates under software version 1.2009.0 (alternate company name on OCA cert - Wanbang Digital Energy Co., Ltd.)
[7 empty] | Lynkwell | LW301-DC320 | LW301-DC320 | DC | 320 | -1 | Dual port.
[7 empty] | Lynkwell | LW401-DC600 | LW401-DC600 | DC | 600 | -1 | This is distributed system that can connect up to two 400kW dispensers(Model no: DP400K-xx-PS-yy) ## : Varaiable based on any other options xx : Variable based on connector type(CCS1, NACS) yy : variable based on any other options
[7 empty] | Nidec | EVDIS-L120DAWM010 | DirectPowerPS Tower 120 Flagship | DC | 120 | 2 | 120kW all-in-one charger with 2 connectors, advertising display, and payment terminal. Alternate designations: DirectPowerPS 120 Flagship, DirectPowerPS 120
[7 empty] | Nidec | EVDIS-L120DFW00041 | DirectPowerPS Tower 120 Fleet | DC | 120 | 2 | 120kW all-in-one charger with 2 connectors. Alternate designations: DirectPowerPS 120 Fleet, DirectPowerPS 120
[7 empty] | Nidec | EVDIS-L180DAWM010 | DirectPowerPS Tower 180 Flagship | DC | 180 | 2 | 180kW all-in-one charger with 2 connectors, advertising display, and payment terminal. Alternate designations: DirectPowerPS 180 Flagship, DirectPowerPS 180
[7 empty] | Nidec | EVDIS-L180DFW00041 | DirectPowerPS Tower 180 Fleet | DC | 180 | 2 | 180kW all-in-one charger with 2 connectors. Alternate designations: DirectPowerPS 180 Fleet, DirectPowerPS 180
[7 empty] | Nidec | EVDIS-L240DAWM000 | DirectPowerPS Tower 240 Flagship | DC | 240 | 2 | 240kW all-in-one charger with 2 connectors, advertising display, and payment terminal. Alternate designations: DirectPowerPS 240 Flagship, DirectPowerPS 240
[7 empty] | Nidec | EVDIS-L240DFW00031 | DirectPowerPS Tower 240 Fleet | DC | 240 | 2 | 240kW all-in-one charger with 2 connectors. Alternate designations: DirectPowerPS 240 Fleet, DirectPowerPS 240
[7 empty] | Nidec | EVDIS-L300DAWM000 | DirectPowerPS Tower 300 Flagship | DC | 300 | 2 | 300kW all-in-one charger with 2 connectors, advertising display, and payment terminal. Alternate designations: DirectPowerPS 300 Flagship, DirectPowerPS 300
[7 empty] | Nidec | EVDIS-L300DFW00031 | DirectPowerPS Tower 300 Fleet | DC | 300 | 2 | 300kW all-in-one charger with 2 connectors. Alternate designations: DirectPowerPS 300 Fleet, DirectPowerPS 300
[7 empty] | Nidec | EVDIS-L360DAWM000 | DirectPowerPS Tower 360 Flagship | DC | 360 | 2 | 360kW all-in-one charger with 2 connectors, advertising display, and payment terminal. Alternate designations: DirectPowerPS 360 Flagship, DirectPowerPS 360
[7 empty] | Nidec | EVDIS-L360DFW00031 | DirectPowerPS Tower 360 Fleet | DC | 360 | 2 | 360kW all-in-one charger with 2 connectors. Alternate designations: DirectPowerPS 360 Fleet, DirectPowerPS 360
[7 empty] | Noodoe | DC060PHCSX13480SUS1 | 0 | DC | 60 | -1 | 1x CCS1 connector 1x CHAdeMO connector
[7 empty] | Noodoe | DC060PHSSX13480SUS1 | 0 | DC | 60 | -1 | 2x CCS1 connector
[7 empty] | Noodoe | DC090PHCSX13480SUS1 | 0 | DC | 90 | -1 | 1x CCS1 connector 1x CHAdeMO connector
[7 empty] | Noodoe | DC090PHSSX13480SUS1 | 0 | DC | 90 | -1 | 2x CCS1 connector
[7 empty] | Noodoe | DC120PHCSX13480SUS1 | 0 | DC | 120 | -1 | 1x CCS1 connector 1x CHAdeMO connector
[7 empty] | Noodoe | DC120PHSSX13480SUS1 | 0 | DC | 120 | -1 | 2x CCS1 connector
[7 empty] | Noodoe | DC150PHCSX13480SUS1 | 0 | DC | 150 | -1 | 1x CCS1 connector 1x CHAdeMO connector
[7 empty] | Noodoe | DC150PHSSX13480SUS1 | 0 | DC | 150 | -1 | 2x CCS1 connector
[7 empty] | Noodoe | DC180PHCSX13480SUS1 | 0 | DC | 180 | -1 | 1x CCS1 connector 1x CHAdeMO connector
[7 empty] | Noodoe | DC180PHSSX13480SUS1 | 0 | DC | 180 | -1 | 2x CCS1 connector
[7 empty] | Nuvve | DC RES-HD125-V2G (RES-HD125-V2G) | DC Rapid HD Charging Station 125kW | DC V2G | 125 | -1 | Power Cabinet, Rhombus: RES-DCVC125-480-V2G (RES-HD125-V2G), Firmware 603/0A16, Checksum A6AB Approved dispensers are RES-D2-CS20-V2G (RES-HD125-V2G), 1x CCS1 connector
[7 empty] | Nuvve | DC RES-HD60-V2G (RES-HD60-V2G) | DC Rapid HD Charging Station 60kW | DC V2G | 60 | -1 | Power Cabinet, Rhombus: RES-DCVC60-480-V2G (RES-HD60-V2G), Firmware 603/0A16, Checksum 0A16 Approved dispensers are RES-D2-CS20-V2G (RES-HD125-V2G), 1x CCS1 connector
[7 empty] | Nuvve | JT-30DC-V1G, JT-30DC-V1G-BA | EVSE Nuvve DC 30kW Smart Charging Station (CCS1, uni-directional, wall-mount) | DC | 30 | -1 | Single port.
[7 empty] | Nuvve | TP-120DC-V1G-H1-C, TP-120DC-V1G-H1-N, TP-120DC-V1G-H2-CC, TP-120DC-V1G-H2-NN, TP-120DC-V1G-H2-NC, TP-120DC-V1G-H1-C-BA, TP-120DC-V1G-H1-N-BA, TP-120DC-V1G-H2-CC-BA, TP-120DC-V1G-H2-NN-BA, TP-120DC-V1G-H2-NC-BA | EVSE Nuvve DCFC 120kW Smart Charging Station (Single or Dual Port, CCS1 or NACS, Power Sharing, non-BABA or BABA) | DC | 120 | -1 | Dual port. Can be configured with: 2x CCS, 2x NACS, 2x CHAdeMO, 1x CCS + 1x NACS, 1x CCS + 1x CHAdeMO
[7 empty] | Nuvve | TP-160DC-V1G-H1-C, TP-160DC-V1G-H1-N, TP-160DC-V1G-H2-CC, TP-160DC-V1G-H2-NN, TP-160DC-V1G-H2-NC, TP-160DC-V1G-H1-C-BA, TP-160DC-V1G-H1-N-BA, TP-160DC-V1G-H2-CC-BA, TP-160DC-V1G-H2-NN-BA, TP-160DC-V1G-H2-NC-BA | EVSE Nuvve DCFC 160kW Smart Charging Station (Single or Dual Port, CCS1 or NACS, Power Sharing, non-BABA or BABA) | DC | 160 | -1 | Dual port. Can be configured with: 2x CCS, 2x NACS, 2x CHAdeMO, 1x CCS + 1x NACS, 1x CCS + 1x CHAdeMO
[7 empty] | Nuvve | TP-180DC-V1G-H1-C, TP-180DC-V1G-H1-N, TP-180DC-V1G-H2-CC, TP-180DC-V1G-H2-NN, TP-180DC-V1G-H2-NC, TP-180DC-V1G-H1-C-BA, TP-180DC-V1G-H1-N-BA, TP-180DC-V1G-H2-CC-BA, TP-180DC-V1G-H2-NN-BA, TP-180DC-V1G-H2-NC-BA | EVSE Nuvve DCFC 180kW Smart Charging Station (Single or Dual Port, CCS1 or NACS, Power Sharing, non-BABA or BABA) | DC | 180 | -1 | Dual port. Can be configured with: 2x CCS, 2x NACS, 2x CHAdeMO, 1x CCS + 1x NACS, 1x CCS + 1x CHAdeMO
[7 empty] | Nuvve | TP-200DC-V1G-H2-CC | TP-200DC-V1G(-####) | DC | 200 | -1 | Dual Port, either 2x CCS or 1x CCS + 1x CHAdeMO
[7 empty] | Nuvve | TP-20DC-V2G-H1-C, TP-20DC-V2G-H1-N, TP-20DC-V2G-H1-C-BA, TP-20DC-V2G-H1-N-BA | EVSE Nuvve DC 20kW V2G Station (Single Port, CCS1 or NACS, non-BABA or BABA) | DC V2G | 20 | -1 | Bidirectional charger
[7 empty] | Nuvve | TP-240DC-V1G-H2-CC | TP-240DC-V1G(-####) | DC | 240 | -1 | Dual Port, either 2x CCS or 1x CCS + 1x CHAdeMO
[7 empty] | Nuvve | TP-300HPDC-V1G-H1-C, TP-300HPDC-V1G-H1-N, TP-300HPDC-V1G-H2-CC, TP-300HPDC-V1G-H2-NN, TP-300HPDC-V1G-H2-NC, TP-300HPDC-V1G-H1-C-BA, TP-300HPDC-V1G-H1-N-BA, TP-300HPDC-V1G-H2-CC-BA, TP-300HPDC-V1G-H2-NN-BA, TP-300HPDC-V1G-H2-NC-BA | EVSE Nuvve DCFC 300kW Smart Charging Station (Single or Dual Port, CCS1 or NACS, Power Sharing, non-BABA or BABA) | DC | 300 | -1 | Dual Port, either 2x CCS or 1x CCS + 1x CHAdeMO
[7 empty] | Nuvve | TP-30DC-V1G-H1-C, TP-30DC-V1G-H1-N, TP-30DC-V1G-H1-C-BA, TP-30DC-V1G-H1-N-BA | EVSE Nuvve DCFC 30kW Smart Charging Station (Single Port, CCS1 or NACS, non-BABA or BABA) | DC | 30 | -1 | Dual port. Can be configured with: 2x CCS, 2x NACS, 2x CHAdeMO, 1x CCS + 1x NACS, 1x CCS + 1x CHAdeMO
[7 empty] | Nuvve | TP-30DC-V2G-H1-C | TP-30DC-V1G(-####) | DC V2G | 30 | -1 | Bidirectional charger
[7 empty] | Nuvve | TP-360HPDC-V1G-H1-C, TP-360HPDC-V1G-H1-N, TP-360HPDC-V1G-H2-CC, TP-360HPDC-V1G-H2-NN, TP-360HPDC-V1G-H2-NC, TP-360HPDC-V1G-H1-C-BA, TP-360HPDC-V1G-H1-N-BA, TP-360HPDC-V1G-H2-CC-BA, TP-360HPDC-V1G-H2-NN-BA, TP-360HPDC-V1G-H2-NC-BA | EVSE Nuvve DCFC 360kW Smart Charging Station (Single or Dual Port, CCS1 or NACS, Power Sharing, non-BABA or BABA) | DC | 360 | -1 | Dual Port, either 2x CCS or 1x CCS + 1x CHAdeMO
[7 empty] | Nuvve | TP-40DC-V2G-H1-C, TP-40DC-V2G-H1-N, TP-40DC-V2G-H1-C-BA, TP-40DC-V2G-H1-N-BA | EVSE Nuvve DC 40kW V2G Station (Single Port, CCS1 or NACS, non-BABA or BABA) | DC V2G | 40 | -1 | Bidirectional charger
[7 empty] | Nuvve | TP-60DC-V1G-H1-C, TP-60DC-V1G-H1-N, TP-60DC-V1G-H2-CC, TP-60DC-V1G-H2-NN, TP-60DC-V1G-H2-NC, TP-60DC-V1G-H1-C-BA, TP-60DC-V1G-H1-N-BA, TP-60DC-V1G-H2-CC-BA, TP-60DC-V1G-H2-NN-BA, TP-60DC-V1G-H2-NC-BA | EVSE Nuvve DCFC 60kW Smart Charging Station (Single or Dual Port, CCS1 or NACS, non-BABA or BABA) | DC | 60 | -1 | Dual port. Can be configured with: 2x CCS, 2x NACS, 2x CHAdeMO, 1x CCS + 1x NACS, 1x CCS + 1x CHAdeMO
[7 empty] | Nuvve | TP-60DC-V2G-H1-C, TP-60DC-V2G-H1-N, TP-60DC-V2G-H1-C-BA, TP-60DC-V2G-H1-N-BA | EVSE Nuvve DC 60kW V2G Station (Single Port, CCS1 or NACS, non-BABA or BABA) | DC V2G | 60 | -1 | Bidirectional charger
[7 empty] | Power Electronics | NB0600U | 0 | DC | 60 | 2 | 1x CCS1 connector or 1x CHAdeMO connector
[7 empty] | Power Electronics | NB060SU | 0 | DC | 60 | 2 | 1x CCS1 connector or 1x CHAdeMO connector.
[7 empty] | Power Electronics | NB0900U | 0 | DC | 90 | 2 | 1x CCS1 connector or 1x CHAdeMO connector.
[7 empty] | Power Electronics | NB090SU | 0 | DC | 90 | 2 | 1x CCS1 connector or 1x CHAdeMO connector.
[7 empty] | Power Electronics | NB1200U | 0 | DC | 120 | 2 | 1x CCS1 connector or 1x CHAdeMO connector.
[7 empty] | Power Electronics | NB120SU | 0 | DC | 120 | 2 | 1x CCS1 connector or 1x CHAdeMO connector.
[7 empty] | Power Electronics | NB1500U | 0 | DC | 150 | 2 | 1x CCS1 connector or 1x CHAdeMO connector.
[7 empty] | Power Electronics | NB150SU | 0 | DC | 150 | 2 | 1x CCS1 connector or 1x CHAdeMO connector.
[7 empty] | Power Electronics | NB1800U | 0 | DC | 180 | 2 | 1x CCS1 connector or 1x CHAdeMO connector.
[7 empty] | Power Electronics | NB180SU | 0 | DC | 180 | 2 | 1x CCS1 connector or 1x CHAdeMO connector.
[7 empty] | Power Electronics | NB2100U | 0 | DC | 210 | 2 | 1x CCS1 connector or 1x CHAdeMO connector.
[7 empty] | Power Electronics | NB210SU | 0 | DC | 210 | 2 | 1x CCS1 connector or 1x CHAdeMO connector.
[7 empty] | Power Electronics | NB2400U | 0 | DC | 240 | 2 | 1x CCS1 connector or 1x CHAdeMO connector.
[7 empty] | Power Electronics | NB240SU | 0 | DC | 240 | 2 | 1x CCS1 connector or 1x CHAdeMO connector.
[7 empty] | Power Electronics | NB240U | NB400 | DC | 240 | 2 | Dual port.
[7 empty] | Power Electronics | NB320U | NB400 | DC | 320 | -1 | Dual port.
[7 empty] | Power Electronics | NB400U | NB400 | DC | 400 | -1 | Dual port.
[7 empty] | Power Electronics | NBi0600U | 0 | DC | 60 | -1 | Power Cabinet. Vetted dispensers are NBDI2000U,NBDI3000U. 1x CCS1 connector or 1x CHAdeMO connector.
[7 empty] | Power Electronics | NBi060SU | 0 | DC | 60 | -1 | Power Cabinet. Vetted dispensers are NBDI2000U,NBDI3000U. 1x CCS1 connector or 1x CHAdeMO connector.
[7 empty] | Power Electronics | NBi0900U | 0 | DC | 90 | -1 | Power Cabinet. Vetted dispensers are NBDI2000U,NBDI3000U. 1x CCS1 connector or 1x CHAdeMO connector.
[7 empty] | Power Electronics | NBi090SU | 0 | DC | 90 | -1 | Power Cabinet. Vetted dispensers are NBDI2000U,NBDI3000U. 1x CCS1 connector or 1x CHAdeMO connector.
[7 empty] | Power Electronics | NBi1200U | 0 | DC | 120 | -1 | Power Cabinet. Vetted dispensers are NBDI2000U,NBDI3000U. 1x CCS1 connector or 1x CHAdeMO connector.
[7 empty] | Power Electronics | NBi120SU | 0 | DC | 120 | -1 | Power Cabinet. Vetted dispensers are NBDI2000U,NBDI3000U. 1x CCS1 connector or 1x CHAdeMO connector.
[7 empty] | Power Electronics | NBi1500U | 0 | DC | 150 | -1 | Power Cabinet. Vetted dispenser is NBDI2000U,NBDI3000U. Available with 1 or 2 CCS1 or CHAdeMo connectors.
[7 empty] | Power Electronics | NBi150SU | 0 | DC | 150 | -1 | Power Cabinet. Vetted dispenser is NBDI2000U,NBDI3000U. Available with 1 or 2 CCS1 or CHAdeMo connectors.
[7 empty] | Power Electronics | NBi1800U | 0 | DC | 180 | -1 | Power Cabinet. Vetted dispenser is NBDI2000U,NBDI3000U. Available with 1 or 2 CCS1 or CHAdeMo connectors.
[7 empty] | Power Electronics | NBi180SU | 0 | DC | 180 | -1 | Power Cabinet. Vetted dispenser is NBDI2000U,NBDI3000U. Available with 1 or 2 CCS1 or CHAdeMo connectors.
[7 empty] | Power Electronics | NBSK084000U | 0 | DC | 840 | -1 | Power Cabinet. Vetted dispenser is NBDI2000U,NBDI3000U. Available with 1 or 2 CCS1 or CHAdeMo connectors.
[7 empty] | Power Electronics | NBSK08400SU | 0 | DC | 840 | -1 | Power Cabinet. Vetted dispenser is NBDI2000U,NBDI3000U. Available with 1 or 2 CCS1 or CHAdeMo connectors.
[7 empty] | Power Electronics | NBSK108000U | 0 | DC | 1080 | -1 | Power Cabinet. Vetted dispenser is NBDI2000U,NBDI3000U. Available with 1 or 2 CCS1 or CHAdeMo connectors.
[7 empty] | Power Electronics | NBSK10800SU | 0 | DC | 1080 | -1 | Power Cabinet. Vetted dispenser is NBDI2000U,NBDI3000U. Available with 1 or 2 CCS1 or CHAdeMo connectors.
[7 empty] | Power Electronics | NBSK120000U | 0 | DC | 1200 | -1 | Power Cabinet. Vetted dispenser is NBDI2000U,NBDI3000U. Available with 1 or 2 CCS1 or CHAdeMo connectors.
[7 empty] | Power Electronics | NBSK12000SU | 0 | DC | 1200 | -1 | Power Cabinet. Vetted dispenser is NBDI2000U,NBDI3000U. Available with 1 or 2 CCS1 or CHAdeMo connectors.
[7 empty] | Power Electronics | NBSK132000U | 0 | DC | 1320 | -1 | Power Cabinet. Vetted dispenser is NBDI2000U,NBDI3000U. Available with 1 or 2 CCS1 or CHAdeMo connectors.
[7 empty] | Power Electronics | NBSK13200SU | 0 | DC | 1320 | -1 | Power Cabinet. Vetted dispenser is NBDI2000U,NBDI3000U. Available with 1 or 2 CCS1 or CHAdeMo connectors.
[7 empty] | Power Electronics | NBSK144000U | 0 | DC | 1440 | -1 | Power Cabinet. Vetted dispenser is NBDI2000U,NBDI3000U. Available with 1 or 2 CCS1 or CHAdeMo connectors.
[7 empty] | Power Electronics | NBSK14400SU | 0 | DC | 1440 | -1 | Power Cabinet. Vetted dispenser is NBDI2000U,NBDI3000U. Available with 1 or 2 CCS1 or CHAdeMo connectors.
[7 empty] | PowerPump | DC120 | Level 3 DC Charging Station 120kW | DC | 120 | -1 | SAE J1772, Standalone network capability
[7 empty] | PowerPump | DC150 | Level 3 DC Charging Station 150kW | DC | 150 | -1 | SAE J1772, Standalone network capability
[7 empty] | PowerPump | DC180 | Level 3 DC Charging Station 1280kW | DC | 180 | -1 | SAE J1772, Standalone network capability
[7 empty] | PowerPump | DC60 | Level 3 DC Charging Station 60kW | DC | 60 | -1 | SAE J1772, Standalone network capability
[7 empty] | Siemens | P3REC100003605 | SiCHARGE UC150 | DC | 150 | -1 | 1x CCS1 connector. Vetted dispensers are P3REC100003604 and P3REC100003615
[7 empty] | Siemens | SICHARGE UC150 P3REC100003602 (8EM40012AA101AA2) | SiCHARGE UC150 | DC | 150 | -1 | 1x CCS1 connector. Vetted dispensers are P3REC100003604 and P3REC100003615
[7 empty] | Sinexcel | SEC1000/160Y-H-U； SEC1000/160Y-T-U； SEC1000/160Y-HH-U； SEC1000/160Y-TT-U； SEC1000/160Y-HT-U； SEC1000/120Y-H-U； SEC1000/120Y-T-U； SEC1000/120Y-HH-U； SEC1000/120Y-TT-U； SEC1000/120Y-HT-U； SEC1000/60Y-C-U； SEC1000/60Y-S-U； SEC1000/60Y-CC-U； SEC1000/60Y-SS-U； SEC1000/60Y-SC-U； | SEC160 | DC | 160 | 2 | Output range:200V-1000V efficiency:Up to 96% Full certification User-friendly ADA Multiple payment methods Support for customization PLUG& CHARGE Hardware 15118-Ready Can Output 350A CCS1 boost 500A NACS boost 400A
[7 empty] | Sinexcel | SEC1000/240Y-H-U SEC1000/240Y-HH-U SEC1000/240Y-HJ-U SEC1000/240Y-T-U SEC1000/240Y-HT-U SEC1000/240Y-TJ-U SEC1000/240Y-TT-U | SEC 240 | DC | 240 | 2 | Output range:200V-1000V efficiency:Up to 96% Full certification User-friendly ADA Multiple payment methods Support for customization PLUG& CHARGE Hardware 15118-Ready Can Output 350A CCS1 boost 500A NACS boost 400A
[7 empty] | Sinexcel | SEC1000/360F-N-U SEC1000/480F-N-U SEC1000/200U-C-U SEC1000/200U-CC-U SEC1000/200U-CJ-U SEC1000/300U-H-U SEC1000/300U-HH-U SEC1000/300U-HC-U SEC1000/300U-HJ-U SEC1000/500U-F-U SEC1000/500U-FH-U SEC1000/500U-FC-U SEC1000/500U-FJ-U SEC1000/300U-T-U SEC1000/300U-TJ-U SEC1000/300U-HT-U SEC1000/300U-TT-U SEC1000/300U-TC-U SEC1000/500U-FT-U | SEC 480 | DC | 480 | 2 | Output range:200V-1000V efficiency:Up to 96% Full certification User-friendly ADA Multiple payment methods Support for customization PLUG& CHARGE Hardware 15118-Ready Air cooling output 350A Liquid cooling sustained maximum output 500A
[7 empty] | SK Signet | CD40*# / CP60*# | V2 VE 600kW Distributed system | DC | 400 | -1 | Two dispensers type or four dispensers type. CCS1 and NACS connectors are supported. "*#" in the end of model number identifies any changes including hardware, option, certifications, and etc.
[7 empty] | SK Signet | FC200K-##-## | V2 200kW AIO system | DC | 200 | -1 | "xx" in the model number identifies connector type. "B2": Dual CCS1 connector "BH": CCS1 and NACS connector
[7 empty] | SK Signet | PC600K-PS-## | PC600K-PS-## | DC | 600 | -1 | This is distributed system that can connect up to two 400kW dispensers(Model no: DP400K-xx-PS-yy) ## : Varaiable based on any other options xx : Variable based on connector type(CCS1, NACS) yy : variable based on any other options
[7 empty] | StarCharge | DC3200AN147XYZ/ DC2800AN147XYZ/ DC2400AN147XYZ/ DC1800AN147XYZ/ DC1500AN147XYZ/ DC1200AN147XYZ | Titan 320kW | DC | 320 | 2 | Dual port.
[7 empty] | StarCharge | Neptune 240kW | Neptune 240kW | DC | 240 | -1 | OCA Full and Security certificates under software version 1.2009.0 (alternate company name on OCA cert - Wanbang Digital Energy Co., Ltd.)
[7 empty] | StarCharge | Titan 180kW | Titan 180kW | DC | 180 | -1 | 0
[7 empty] | TECO-Westinghouse | DOWU362 | Nexe VersaCharge 120kW | DC | 360 | -1 | Power Cabinet. 1x CCS1 connector or 1x CHAdeMO connector. Vetted dispensers are DDWU362T0TE2PN- RW DDWU362T0TE2N7-RW, DDWU362V00E2N7-RW DDWU362U0UE2PN-RW, DDWU362U0UE2N7-RW, DDWU362K0TE2PN-RW, DDWU362K0TE2N7-RW, DDWU362K0UE2PN-RW, DDWU362K0UE2N7-RW, DDWU362G00E2PN-RW, DDWU362G00E2N7-RW, DDWU362K00E2PN-RW, DDWU362K00E2N7-RW, DDWU362U00E2PN-RW, DDWU362U00E2N7-RW, DDWU362T00E2PN-RW, DDWU362T00E2N7-RW, DDWU362V0UE2PN-RW, DDWU362V0UE2N7-RW, DDWU362V0KE2PN-RW, DDWU362V0KE2N7-RW, DDWU362V0TE2PN-RW, DDWU362V0TE2N7-RW, DDWU362V00E2PN-RW.
[7 empty] | TECO-Westinghouse | DSWU122 | Nexe VersaCharge 180kW | DC | 120 | -1 | 1x CCS1 connector 1x CHAdeMO connector
[7 empty] | TECO-Westinghouse | DSWU182 | Nexe VersaCharge 60kW | DC | 180 | -1 | 1x CCS1 connector 1x CHAdeMO connector
[7 empty] | TECO-Westinghouse | DSWU601 | Nexe VersaCharge 90kW | DC | 60 | -1 | 1x CCS1 connector 1x CHAdeMO connector
[7 empty] | TECO-Westinghouse | DSWU901 | 0 | DC | 90 | -1 | 1x CCS1 connector 1x CHAdeMO connector
[7 empty] | TECO-Westinghouse | DWWU301/ DW30 | 0 | DC | 30 | -1 | 1x CCS1 connector 1x CHAdeMO connector
[7 empty] | Tellus Power | TP-EVPD-120kW (TP5-120-480) | 0 | DC | 120 | 2 | Dual Port ; either 2 x CCS or 1x CCS + 1x CHAdeMO or or 1x CCS + 1x NACS or 2 x NACS
[7 empty] | Tellus Power | TP-EVPD-160kW (TP5-160-480) | 0 | DC | 160 | 2 | Dual Port ; either 2 x CCS or 1x CCS + 1x CHAdeMO or or 1x CCS + 1x NACS or 2 x NACS
[7 empty] | Tellus Power | TP-EVPD-180kW (TP5-180-480) | 0 | DC | 180 | 2 | Dual Port ; either 2 x CCS or 1x CCS + 1x CHAdeMO or or 1x CCS + 1x NACS or 2 x NACS
[7 empty] | Tellus Power | TP-EVPD-200kW (TP5-200-480) | 0 | DC | 200 | 2 | Dual Port ; either 2 x CCS or 1x CCS + 1x CHAdeMO or or 1x CCS + 1x NACS or 2 x NACS
[7 empty] | Tellus Power | TP-EVPD-240kW (TP5-240-480) | 0 | DC | 240 | 2 | Dual Port ; either 2 x CCS or 1x CCS + 1x CHAdeMO or or 1x CCS + 1x NACS or 2 x NACS
[7 empty] | Tellus Power | TP-EVPD-300kW (TP5-300-480) | 0 | DC | 300 | 2 | Dual Port ; either 2 x CCS or 1x CCS + 1x CHAdeMO or or 1x CCS + 1x NACS or 2 x NACS
[7 empty] | Tellus Power | TP-EVPD-30kW (TP5-30-480) | 0 | DC | 30 | 2 | Single Port ; CCS1 or CHAdeMO or NACS
[7 empty] | Tellus Power | TP-EVPD-360kW (TP5-360-480) | 0 | DC | 360 | 2 | Dual Port ; either 2 x CCS or 1x CCS + 1x CHAdeMO or or 1x CCS + 1x NACS or 2 x NACS
[7 empty] | Tellus Power | TP-EVPD-60kW (TP5-60-480) | 0 | DC | 60 | 2 | Dual Port ; either 2 x CCS or 1x CCS + 1x CHAdeMO or or 1x CCS + 1x NACS or 2 x NACS
[7 empty] | Tellus Power | TP-V2G-20-480 | 0 | DC V2G | 20 | -1 | Bidirectional charger
[7 empty] | Tellus Power | TP-V2G-30-480 | 0 | DC V2G | 30 | -1 | Bidirectional charger
[7 empty] | Tellus Power | TP-V2G-40-480 | 0 | DC V2G | 40 | -1 | Bidirectional charger
[7 empty] | Tellus Power | TP-V2G-60-480 | 0 | DC V2G | 60 | -1 | Bidirectional charger
[7 empty] | Tritium | PKM150 | 0 | DC | 150 | -1 | Charging station is DC-fed
[7 empty] | Tritium | TRI-153-RTM-02-025-#### | RTM 25 | DC | 25 | 2 | 1x CCS1 connector 1x CHAdeMO connector
[7 empty] | Tritium | TRI-153-RTM-02-050-#### | RTM 50 | DC | 50 | 2 | 1x CCS1 connector 1x CHAdeMO connector
[7 empty] | Tritium | TRI-153-RTM-02-075-#### | RTM 75 | DC | 75 | 2 | 1x CCS1 connector 1x CHAdeMO connector
[7 empty] | Tritium | Veefil RT 175-S | 0 | DC | 175 | -1 | 1x CCS1 connector 1x CHAdeMO connector
[7 empty] | Tritium | Veefil RT 50 | 0 | DC | 50 | -1 | 1x CCS1 connector 1x CHAdeMO connector
[7 empty] | TurnOnGreen | FSP1200/CPEVDC-120KW-# | FSP1200 | DC | 120 | -1 | Single Port, CCS connector
[7 empty] | TurnOnGreen | FSP300/CPEVDC-30KW-# | FSP300 | DC | 30 | -1 | Single Port, CCS connector
[7 empty] | TurnOnGreen | FSP600/CPEVDC-60KW-# | FSP600 | DC | 60 | -1 | Single Port, CCS connector
[7 empty] | XCharge | C6AM150XX | C6AM150XX | DC | 150 | 2 | Standalone DCFC, no HPC needed, runs off its own power
[7 empty] | XCharge | C6AM200XX | C6AM200XX | DC | 200 | 2 | Dual port.
[7 empty] | XCharge | C6AM200XX (125kW) | C6AM200XX (125kW) | DC | 125 | 2 | Runs on 208 3P power, standalone DCFC
[7 empty] | XCharge | C6AM90XX | C6AM90XX | DC | 95 | 2 | Runs on 208 3P power, standalone DCFC
[7 empty] | Xcharge | C7AM-240-CC / C7AM-240-LQ- CC | C7AM | DC | 240 | -1 | Dual port DCFC (up to 400kW), available with both CCS1 and NACS (liquid or air cooled cable)
[7 empty] | Xcharge | C7AM-280-CC / C7AM-280-LQ-CC | C7AM | DC | 280 | -1 | Dual port DCFC (up to 400kW), available with both CCS1 and NACS (liquid or air cooled cable)
[7 empty] | Xcharge | C7AM-320-CC / C7AM-320-LQ-CC | C7AM | DC | 320 | -1 | Dual port DCFC (up to 400kW), available with both CCS1 and NACS (liquid or air cooled cable)
[7 empty] | Xcharge | C7AM-360-CC / C7AM-360-LQ-CC | C7AM | DC | 360 | -1 | Dual port DCFC (up to 400kW), available with both CCS1 and NACS (liquid or air cooled cable)
[7 empty] | Xcharge | C7AM-400-CC / C7AM-400-LQ-CC | C7AM | DC | 400 | -1 | Dual port DCFC (up to 400kW), available with both CCS1 and NACS (liquid or air cooled cable)
[7 empty] | XCharge | NZS/2215, NZS/430 | GridLink 01, GridLink 02 | DC | 194 | -1 | All-in-one battery-integrated storage system delivering dual-port DC fast charging up to 194 kW with CCS1 and NACS, requiring minimal grid power for flexible, high-performance deployment.
[7 empty] | Zerova | DD3.0/3.5 Dispenser: DDWU362/DDWA362 | DO/DD Series: DD3.0/3.5 Dispenser | DC | 360 | 2 | 0
[7 empty] | Zerova | DO360: DOWU362/DOWA362 | DO/DD Series: DO360 | DC | 360 | -1 | Power Cabinet. 1x CCS1 connector or 1x CHAdeMO connector. Vetted dispensers are DDWU362T0TE2PN- RW DDWU362T0TE2N7-RW, DDWU362V00E2N7-RW DDWU362U0UE2PN-RW, DDWU362U0UE2N7-RW, DDWU362K0TE2PN-RW, DDWU362K0TE2N7-RW, DDWU362K0UE2PN-RW, DDWU362K0UE2N7-RW, DDWU362G00E2PN-RW, DDWU362G00E2N7-RW, DDWU362K00E2PN-RW, DDWU362K00E2N7-RW, DDWU362U00E2PN-RW, DDWU362U00E2N7-RW, DDWU362T00E2PN-RW, DDWU362T00E2N7-RW, DDWU362V0UE2PN-RW, DDWU362V0UE2N7-RW, DDWU362V0KE2PN-RW, DDWU362V0KE2N7-RW, DDWU362V0TE2PN-RW, DDWU362V0TE2N7-RW, DDWU362V00E2PN-RW.
[7 empty] | Zerova | DQ480: DQWU482/DQWA482 | DQ Series: DQ480 | DC | 480 | 2 | Configurable to four or two cables
[7 empty] | Zerova | DQWA242 | DQ240 | DC | 240 | -1 | Configurable to four or two cables
[7 empty] | Zerova | DQWA360 | DQ360 | DC | 360 | -1 | Configurable to four or two cables
[7 empty] | Zerova | DS120: DSWU122/DSWA122 | DS Series: DS120 | DC | 120 | -1 | 1x CCS1 connector 1x CHAdeMO connector
[7 empty] | Zerova | DS150: DSWU152/DSWA152 | DS Series: DS150 | DC | 150 | -1 | 1x CCS1 connector 1x CHAdeMO connector
[7 empty] | Zerova | DS180: DSWU182/DSWA182 | DS Series: DS180 | DC | 180 | -1 | 1x CCS1 connector 1x CHAdeMO connector; OCA Full and Security certificates under software version V1.00
[7 empty] | Zerova | DS60: DSWU601/DSWA601/SF##601 | DS Series: DS60/SF60 | DC | 60 | 2 | 1x CCS1 connector 1x CHAdeMO connector
[7 empty] | Zerova | DS90: DSWU901/DSWA901 | DS Series: DS90 | DC | 90 | -1 | 1x CCS1 connector 1x CHAdeMO connector
[7 empty] | Zerova | DT240: DTWA240 | DT Series: DT240 | DC | 240 | -1 | Configurable to four or two cables
[7 empty] | Zerova | DW30: DWWU301/DWWA301 | DW Series: DW30 | DC | 30 | -1 | 1x CCS1 connector 1x CHAdeMO connector
[7 empty] | Zerova | DZ480: DZWU482/DEZWA482 | DZ Series: DZ480 | DC | 480 | -1 | Configurable to two, four, or six cables

## PacifiCorp (hidden)
PacifiCorp
Updated February 6, 2026
These EVSE meet the program requirements established by PacifiCorp. All hardware must have a minimum 3-year warranty.
All qualifying EVSE hardware must be paired with an approved third-party network service.
Residential | [6 empty] | Commercial | [5 empty] | Fleet | [5 empty] | Network - Fleet |  |  | Network - Commercial
Brand | Model | Model Name | Type | Max Power (kW) | [1-3] Power Quality | Notes | Brand | Model | Model Name | Type | Max Power (kW) | Notes | Brand | Model | Model Name | Type | Max Power (kW) | Notes | Brand | Network | Notes | Brand | Network | Notes
Autel | MAXI US AC LW12 | AC Lite | AC | 12 | 1 | Single port. NEMA 14-50 plug. Separate holster. | Alpitronic | HYC400-2 | Hypercharger | DC | 200 | 1-4 Ports | Alpitronic | HYC400-1 | Hypercharger | DC | 100 | 1-4 Ports | AmpUp | AmpUp | 0 | AmpUp | AmpUp | 0
Autel | MAXI US AC W12 | AC Elite Home | AC | 12 | 1 | Single port. NEMA 14-50 plug. Separate holster. | Alpitronic | HYC400-3 | Hypercharger | DC | 300 | 1-4 Ports | Alpitronic | HYC400-2 | Hypercharger | DC | 200 | 1-4 Ports | Autel | Autel Cloud | OCPP Full certificate for software version 2.0.105 | Autel | Autel Cloud | OCPP Full certificate for software version 2.0.105
Autel | MAXI US AC W12-H | AC Elite Home | AC | 12 | 1 | Single port. NEMA 14-50 plug. Separate holster. | Alpitronic | HYC400-4 | Hypercharger | DC | 400 | 1-4 Ports | Alpitronic | HYC400-3 | Hypercharger | DC | 300 | 1-4 Ports | Blink | Blink Network | 0 | Blink | Blink Network | 0
Autel | Maxi UW19LB02 | MaxiCharger AC 80A | AC | 19.2 | 1 | Single port. | Autel | AC W12-L-4G | AC Elite | AC | 12 | Single Port ; OCPP Full Certificate with software version V1.13.97 | Alpitronic | HYC400-4 | Hypercharger | DC | 400 | 1-4 Ports | CHAEVI | CHAEVI | 0 | CHAEVI | CHAEVI | 0
Blink | 780 (40A) | Series 7 ISO (Enhanced) | AC | 9.6 | 1 | Dual Port, Standalone network capability | Autel | DC HiPower | DC HiPower | DC | 640 | The DC HiPower has a power cabinet with dispenser set up. It comes in 320, 480, or 640kW options and can be purchased with 2, 4, 6, or 8 ports depending on the number of dispensers. | Alpitronic | HYC50 | Hypercharger | DC | 50 | 1-2 Ports | ChargeLab | ChargeLab | 0 | ChargeLab | ChargeLab | 0
Blink | 780 (48A) | Series 7 ISO (Enhanced) | AC | 11.52 | 1 | Dual Port, Standalone network capability | Autel | MaxiCharger DH480 | MaxiCharger DH480 | DC | 480 | Dual or quad port. | Autel | AC W12-L-4G | AC Elite | AC | 12 | Single Port ; OCPP Full Certificate with software version V1.13.97 | ChargePoint | ChargePoint Network | 0 | ChargePoint | ChargePoint Network | 0
Blink | 880 (40A) | Series 8 ISO (Enhanced) | AC | 9.6 | 1 | Single or dual Port, Standalone network capability | Autel | MaxiCharger DH400 | MaxiCharger DH400 | DC | 400 | Dual or quad port. | Autel | DC HiPower | DC HiPower | DC | 640 | The DC HiPower has a power cabinet with dispenser set up. It comes in 320, 480, or 640kW options and can be purchased with 2, 4, 6, or 8 ports depending on the number of dispensers. | Charli Charging | Charli Charging | 0 | Charli Charging | Charli Charging | 0
Blink | 880 (48A) | Series 8 ISO (Enhanced) | AC | 11.52 | 1 | Dual Port, Standalone network capability | Autel | MaxiCharger DH360 | MaxiCharger DH360 | DC | 360 | Dual or quad port. | Autel | MaxiCharger DH480 | MaxiCharger DH480 | DC | 480 | Dual or quad port. | Electric Avenue | Electric Avenue | 0 | Epic Charging | Epic Charging | 0
ChargePoint | CT40##-GW1-*****## | CT4000 | AC | 7.2 | 1 | CT4000 family, NA, AC Station, 1 or 2 x Type 1 Cable, 30A, 1-Phase, 18' or 23' Cable, 6' or 8' Cable Management Kit, Pedestal or Wall Mount, 5.7" Display, Contactless Credit Card and RFID Reader | Autel | MaxiCharger DH300 | MaxiCharger DH300 | DC | 300 | Dual or quad port. | Autel | MaxiCharger DH400 | MaxiCharger DH400 | DC | 400 | Dual or quad port. | Epic Charging | Epic Charging | 0 | EV Connect | EVConnect | 0
ChargeTronix | UP160J-#MP-### | UP160J | AC | 7.2 | 1 | Dual Port, Must acquire Gateway for network connectivity | Autel | Maxi UW19C002 | MaxiCharger AC Pro 80A | AC | 19.2 | Single port. | Autel | MaxiCharger DH360 | MaxiCharger DH360 | DC | 360 | Dual or quad port. | EV Connect | EVConnect | 0 | OpConnect | OpConnect Network | 0
ChargeTronix | UP80J-#MP-### | UP80J | AC | 7.2 | 1 | Single Port, Must acquire Gateway for network connectivity | Autel | Maxi UW19CJ02 | MaxiCharger AC 80A | AC | 19.2 | Single port. | Autel | MaxiCharger DH300 | MaxiCharger DH300 | DC | 300 | Dual or quad port. | EvoCharge | EvoCharge Network | 0 | PowerPump | PowerPump | 0
Chargie | CH-L-48-PRA-1-18 | 0 | AC | 11.52 | 1 | 0 | Autel | Maxi UW19L002 | MaxiCharger AC Pro 80A | AC | 19.2 | Single port. | Autel | MAXI US AC LW12 | AC Lite | AC | 12 | Single port. NEMA 14-50 plug. Separate holster. | Gravity | Gravity Network | 0 | Wevo Energy | Wevo Energy | 0
Chargie | CH-L-48-PRA-1-18-32 | 0 | AC | 7.68 | 1 | 0 | Autel | Maxi UW19LJ02 | MaxiCharger AC 80A | AC | 19.2 | Single port. | Autel | MAXI US AC W12 | AC Elite Home | AC | 12 | Single port. NEMA 14-50 plug. Separate holster. | Loop Global | Loop EV Charging Network | 0
Chargie | CH-L-48-PRA-1-18-40 | 0 | AC | 9.6 | 1 | 0 | Autel | UF####101 | AC Ultra | AC | 19.2 | Single Port or Dual Port | Autel | MAXI US AC W12-H | AC Elite Home | AC | 12 | Single port. NEMA 14-50 plug. Separate holster. | Noodoe | 0 | OCPP Full certificate for software version v1.0.2
Chargie | CH-L-48-PRA-1-25 | 0 | AC | 11.52 | 1 | 0 | Autel | UF160A4001 | Maxicharger DC Fast 160kW | DC | 160 | Single or dual port | Autel | Maxi UW19C002 | MaxiCharger AC Pro 80A | AC | 19.2 | Single port. | OpConnect | OpConnect Network | 0
Chargie | CH-L-48-PRA-1-25-32 | 0 | AC | 7.68 | 1 | 0 | Autel | UF180A4001 | Maxicharger DC Fast 180kW | DC | 180 | Single or dual port | Autel | Maxi UW19CJ02 | MaxiCharger AC 80A | AC | 19.2 | Single port. | PowerPump | PowerPump | 0
Chargie | CH-L-48-PRA-1-25-40 | 0 | AC | 9.6 | 1 | 0 | Autel | UF200A4001 | Maxicharger DC Fast 200kW | DC | 200 | Single or dual port | Autel | Maxi UW19L002 | MaxiCharger AC Pro 80A | AC | 19.2 | Single port. | Wevo Energy | Wevo Energy | 0
Chargie | CH-L-48-PRAC-1-18 | 0 | AC | 11.52 | 1 | 0 | Autel | UF220A4001 | Maxicharger DC Fast 220kW | DC | 220 | Single or dual port | Autel | Maxi UW19LB02 | MaxiCharger AC 80A | AC | 19.2 | Single port.
Chargie | CH-L-48-PRAC-1-18-32 | 0 | AC | 7.68 | 1 | 0 | Autel | UF240A4001 | Maxicharger DC Fast 240kW | DC | 240 | Single or dual port | Autel | Maxi UW19LJ02 | MaxiCharger AC 80A | AC | 19.2 | Single port.
Chargie | CH-L-48-PRAC-1-18-40 | 0 | AC | 9.6 | 1 | 0 | Autel | UW12-J0610CA0002 | MaxiCharger AC Single | AC | 12 | Single port. | Autel | UF####001 | AC Ultra | AC | 19.2 | Single Port or Dual Port. No credit card reader
Chargie | CH-L-48-PRAC-1-25 | 0 | AC | 11.52 | 1 | 0 | Autel | UW12-J0650CA0002 | MaxiCharger AC Single | AC | 12 | Single port. | Autel | UF####101 | AC Ultra | AC | 19.2 | Single Port or Dual Port
Chargie | CH-L-48-PRAC-1-25-32 | 0 | AC | 7.68 | 1 | 0 | Blink | 780 | Series 7 ISO Single | AC | 19.2 | Single port. | Autel | UF060A3001 | Maxicharger DC Fast 60kW | DC | 60 | Single or dual port
Chargie | CH-L-48-PRAC-1-25-40 | 0 | AC | 9.6 | 1 | 0 | Blink | 01-0568 | Blink 300kW | DC | 300 | Dual Port ; either 2 x CCS or 1x CCS + 1x CHAdeMO or or 1x CCS + 1x NACS or 2 x NACS | Autel | UF080A3001 | Maxicharger DC Fast 80kW | DC | 80 | Single or dual port
Chargie | CH-L-48-PRACT-1-18 | 0 | AC | 11.52 | 1 | 0 | Blink | 01-0569 | Blink 360kW | DC | 360 | Dual Port ; either 2 x CCS or 1x CCS + 1x CHAdeMO or or 1x CCS + 1x NACS or 2 x NACS | Autel | UF100A3001 | Maxicharger DC Fast 100kW | DC | 100 | Single or dual port
Chargie | CH-L-48-PRACT-1-18-32 | 0 | AC | 7.68 | 1 | 0 | Blink | 01-0578 | Blink 180kW | DC | 180 | Dual Port ; either 2 x CCS or 1x CCS + 1x CHAdeMO or or 1x CCS + 1x NACS or 2 x NACS | Autel | UF120A3001 | Maxicharger DC Fast 120kW | DC | 120 | Single or dual port
Chargie | CH-L-48-PRACT-1-18-40 | 0 | AC | 9.6 | 1 | 0 | Blink | 01-0581 | Blink 240kW | DC | 240 | Dual Port ; either 2 x CCS or 1x CCS + 1x CHAdeMO or or 1x CCS + 1x NACS or 2 x NACS | Autel | UF140A4001 | Maxicharger DC Fast 140kW | DC | 140 | Single or dual port
Chargie | CH-L-48-PRACT-1-25 | 0 | AC | 11.52 | 1 | 0 | Blink | 200-000320-A | Blink 200kW | DC | 200 | Dual Port ; either 2 x CCS or 1x CCS + 1x CHAdeMO or or 1x CCS + 1x NACS or 2 x NACS | Autel | UF160A4001 | Maxicharger DC Fast 160kW | DC | 160 | Single or dual port
Chargie | CH-L-48-PRACT-1-25-32 | 0 | AC | 7.68 | 1 | 0 | Blink | 780 (40A) | Series 7 ISO (Enhanced) | AC | 9.6 | Dual Port, Standalone network capability | Autel | UF180A4001 | Maxicharger DC Fast 180kW | DC | 180 | Single or dual port
Chargie | CH-L-48-PRACT-1-25-40 | 0 | AC | 9.6 | 1 | 0 | Blink | 780 (48A) | Series 7 ISO (Enhanced) | AC | 11.52 | Dual Port, Standalone network capability | Autel | UF200A4001 | Maxicharger DC Fast 200kW | DC | 200 | Single or dual port
Chargie | CH-L-48-PRAT-1-18 | 0 | AC | 11.52 | 1 | 0 | Blink | 780 Series | Series 7 ISO Plus | AC | 19.2 | Dual Port, Standalone network capability | Autel | UF220A4001 | Maxicharger DC Fast 220kW | DC | 220 | Single or dual port
Chargie | CH-L-48-PRAT-1-18-32 | 0 | AC | 7.68 | 1 | 0 | Blink | 880 (40A) | Series 8 ISO (Enhanced) | AC | 9.6 | Single or dual Port, Standalone network capability | Autel | UF240A4001 | Maxicharger DC Fast 240kW | DC | 240 | Single or dual port
Chargie | CH-L-48-PRAT-1-18-40 | 0 | AC | 9.6 | 1 | 0 | Blink | 880 (48A) | Series 8 ISO (Enhanced) | AC | 11.52 | Dual Port, Standalone network capability | Autel | UW12-J0610CA0002 | MaxiCharger AC Single | AC | 12 | Single port.
Chargie | CH-L-48-PRAT-1-25 | 0 | AC | 11.52 | 1 | 0 | Blink | 880 (80A) | Series 8 ISO Plus | AC | 19.2 | Dual Port, Standalone network capability | Autel | UW12-J0650CA0002 | MaxiCharger AC Single | AC | 12 | Single port.
Chargie | CH-L-48-PRAT-1-25-32 | 0 | AC | 7.68 | 1 | 0 | Blink | C50####### C80####### | C-Series | DC | 600 | Up to 8 ports. Kempower Power Unit supplies DC power to various distributed dispenser ouputs including but not limited to the Kempower Satellite (offers single or dual port configurations), the Kempower Liquid Cooled Satellite, etc.. Details about qualifications relevant to each variant is detailed in the corresponding notes section. | Blink | 780 | Series 7 ISO Single | AC | 19.2 | Single port.
Chargie | CH-L-48-PRAT-1-25-40 | 0 | AC | 9.6 | 1 | 0 | Blink | IQW2-80U-M1-R2-N-25 (Advanced-LTE) Part Number 01-0207-LTE (IQ 200 Advanced) | IQ 200 Advanced | AC | 19.2 | Single Port | Blink | 01-0202 (MQ 200) | MQ 200 | AC | 12 | Single Port; NRTL listed as LiteOn MQW2-50C-M2-R#-#-23 and HQW2-50C-#-N#-#-23
Eaton | CT40##-GW1-*****##-ETN | CT4000 | AC | 7.2 | 1 | CT4000 family, NA, AC Station, 1 or 2 x Type 1 Cable, 30A, 1-Phase, 18' or 23' Cable, 6' or 8' Cable Management Kit, Pedestal or Wall Mount, 5.7" Display, Contactless Credit Card and RFID Reader | Blink | IQW2-80U-M3-R3-N-25 (Advanced- LTE- W) Part Number 01-0207-LTE | IQ 200 Advanced | AC | 19.2 | Single Port | Blink | 01-0568 | Blink 300kW | DC | 300 | Dual Port ; either 2 x CCS or 1x CCS + 1x CHAdeMO or or 1x CCS + 1x NACS or 2 x NACS
Emporia | EMEVSE1 | EV Charger | AC | 11.52 | 1 | 0 | BTC Power | HPCD6-500-05-005 | 0 | DC | 360 | Can power up to 4 dual port Fleet Dispensers to 1 Power Cabinet and charge sequentially. can charge up to 8 vehicles sequentially as a result. | Blink | 01-0569 | Blink 360kW | DC | 360 | Dual Port ; either 2 x CCS or 1x CCS + 1x CHAdeMO or or 1x CCS + 1x NACS or 2 x NACS
Epic Charging | EC48-AC | Epic48 | AC | 11.5 | 1 | Single Port, Standalone network capability | BTC Power | HPCD7-350-###-01# | Gen4 Public Dispenser | DC | 360 | BTC Power Hardware is network/backend agnostic, but also provide our own basic network option if needed | Blink | 01-0578 | Blink 180kW | DC | 180 | Dual Port ; either 2 x CCS or 1x CCS + 1x CHAdeMO or or 1x CCS + 1x NACS or 2 x NACS
Epic Charging | EC80-AC | Epic80 | AC | 19.2 | 1 | Single Port, Standalone network capability | BTC Power | HPCT3-###-480-# / HPCD7-500-###-01# | Gen4 Public Dispenser | DC | 360 | BTC Power Hardware is network/backend agnostic, but also provide our own basic network option if needed | Blink | 01-0581 | Blink 240kW | DC | 240 | Dual Port ; either 2 x CCS or 1x CCS + 1x CHAdeMO or or 1x CCS + 1x NACS or 2 x NACS
Epic Charging | ECB48-AC | Epic48 | AC | 11.5 | 1 | Single Port, Standalone network capability | CHAEVI | CV-3FD150P-IUL3 | SONIC (150kW) (3 Phase, 3 Wire) | DC | 150 | Dual port. Stand-Alone Equipment 120,150,180kW Serial-UL listed. Dynamic Load Balancing Available. NACS Cable Adaptable | Blink | 200-000320-A | Blink 200kW | DC | 200 | Dual Port ; either 2 x CCS or 1x CCS + 1x CHAdeMO or or 1x CCS + 1x NACS or 2 x NACS
Epic Charging | ECB80-AC | Epic80 | AC | 19.2 | 1 | Single Port, Standalone network capability | CHAEVI | CV-3FD180P-IUL3 | SONIC (180kW) (3 Phase, 3 Wire) | DC | 180 | Dual port. Stand-Alone Equipment 120,150,180kW Serial-UL listed. Dynamic Load Balancing Available. NACS Cable Adaptable | Blink | 780 (40A) | Series 7 ISO (Enhanced) | AC | 9.6 | Dual Port, Standalone network capability
EVBolt | EVB-AC-PAX19 | Prestige 19 | AC | 19.1 | 1 | Single Port, Standalone network capability | CHAEVI | CV-3FD150P-IUL | SONIC (150kW) (3 Phase, 4 Wire) | DC | 150 | Dual port. Stand-Alone Equipment 120,150,180kW Serial-UL listed. Dynamic Load Balancing Available. NACS Cable Adaptable | Blink | 780 (48A) | Series 7 ISO (Enhanced) | AC | 11.52 | Dual Port, Standalone network capability
EVGateway | EGW-#C-32-# | 0 | AC | 7.7 | 1 | 0 | CHAEVI | CV-3FD180P-IUL | SONIC (180kW) (3 Phase, 4 Wire) | DC | 180 | Dual port. Stand-Alone Equipment 120,150,180kW Serial-UL listed. Dynamic Load Balancing Available. NACS Cable Adaptable | Blink | 780 Series | Series 7 ISO Plus | AC | 19.2 | Dual Port, Standalone network capability
EVGateway | EGW-#C-40-# | 0 | AC | 9.6 | 1 | 0 | CHAEVI | CV-3UD403P-NCC3 (CCS1/CCS1) | SUPERSONIC | DC | 400 | All-in-One Equipment - UL, CTEP listed - Dynamic Load Balancing Available - CCS/NACS Cable | Blink | 880 (40A) | Series 8 ISO (Enhanced) | AC | 9.6 | Single or dual Port, Standalone network capability
EVGateway | EGW-#C-48-# | 0 | AC | 11.5 | 1 | 0 | CHAEVI | CV-3UD403P-NCN3 (CCS1/NACS) | SUPERSONIC | DC | 400 | All-in-One Equipment - UL, CTEP listed - Dynamic Load Balancing Available - CCS/NACS Cable | Blink | 880 (48A) | Series 8 ISO (Enhanced) | AC | 11.52 | Dual Port, Standalone network capability
EVGateway | EGW-EX-1193-# | 0 | AC | 19.2 | 1 | 0 | CHAEVI | CV-3UD403P-NDN3 (NACS/NACS) | SUPERSONIC | DC | 400 | All-in-One Equipment - UL, CTEP listed - Dynamic Load Balancing Available - CCS/NACS Cable | Blink | 880 (80A) | Series 8 ISO Plus | AC | 19.2 | Dual Port, Standalone network capability
EvoCharge | EVC5001#### | EVC5001#### | AC | 12 | 1 | Single port. | CHAEVI | DCV-3FD150-ICN | DUOCONIC (150kW) | DC | 150 | Dual port. Stand-Alone Equipment 120,150,180kW Serial-UL listed. Dynamic Load Balancing Available | Blink | C50####### C80####### | C-Series | DC | 600 | Up to 8 ports. Kempower Power Unit supplies DC power to various distributed dispenser ouputs including but not limited to the Kempower Satellite (offers single or dual port configurations), the Kempower Liquid Cooled Satellite, etc.. Details about qualifications relevant to each variant is detailed in the corresponding notes section.
EVPassport | Rosa Charger | Rosa | AC | 11 | 1 | Single Port, Standalone network capability | CHAEVI | DCV-3FD180-ICN | DUOCONIC (180kW) | DC | 180 | Dual port. Stand-Alone Equipment 120,150,180kW Serial-UL listed. Dynamic Load Balancing Available | Blink | IQW2-80U-M1-R2-N-25 (Advanced-LTE) Part Number 01-0207-LTE (IQ 200 Advanced) | IQ 200 Advanced | AC | 19.2 | Single Port
Ford Pro Charging | FPC-AC0048ZC-### | Ford Pro AC Charging Station, 48A Series 2 | AC | 11.5 | 1 | Single Port. | ChargePoint | CP6####-50A-L## | 6000 Series | AC | 12 | CP6000 family, NA, AC Station, 1 or 2 x Type 1 Cable, 50A or 80A, 1-Phase, 18' or 23' Cable, 6' or 8' Cable Management Kit, Pedestal or Wall Mount, 8" Touch Display, Contactless Credit Card and RFID Reader, Cellular/Wi-Fi, UL, Power Share Jumper, 1YR Parts Warranty, Optional credit card reader | BTC Power | HPCD6-500-05-005 | 0 | DC | 360 | Can power up to 4 dual port Fleet Dispensers to 1 Power Cabinet and charge sequentially. can charge up to 8 vehicles sequentially as a result.
Ford Pro Charging | FPC-AC0080ZC-U## | Ford Pro AC Charging Station, Series 2 | AC | 19.2 | 1 | Single Port NRTL Listed as EX-1193-1 | ChargePoint | CP6####-80A-L## | 6000 Series | AC | 19.2 | CP6000 family, NA, AC Station, 1 or 2 x Type 1 Cable, 50A or 80A, 1-Phase, 18' or 23' Cable, 6' or 8' Cable Management Kit, Pedestal or Wall Mount, 8" Touch Display, Contactless Credit Card and RFID Reader, Cellular/Wi-Fi, UL, Power Share Jumper, 1YR Parts Warranty, Optional credit card reader | BTC Power | HPCD7-350-###-01# | Gen4 Public Dispenser | DC | 360 | BTC Power Hardware is network/backend agnostic, but also provide our own basic network option if needed
Generac Power Systems | PUP2-U-1-5-N-GC2 | 40A Level 2 Plus | AC | 9.6 | 1 | Single Port | ChargePoint | CPE280-800-NA | Express 280 DC Fast Charging Station | DC | 160 | [Paired Unit] ChargePoint Express 280 Station (80 kW) - includes Express 280 Station, 2x Power Modules, 1 or 2 connectors including CCS1, CHAdeMO, NACS. North America Modem/SIM, cUL and UL listed, FWHA and FTA compliant models available. | BTC Power | HPCT3-###-480-# / HPCD7-500-###-01# | Gen4 Public Dispenser | DC | 360 | BTC Power Hardware is network/backend agnostic, but also provide our own basic network option if needed
InCharge | EX-1193-1 | 0 | AC | 19.2 | 1 | Single Port NRTL Listed as EX-1193-1 | ChargePoint | CPE280-800-NA-CHIP | Express 280 DC Fast Charging Station | DC | 160 | [Paired Unit, Credit Card Reader sku] ChargePoint Express 280 Station (80 kW) - includes Express 280 Station, 2x Power Modules, 1 or 2 connectors including CCS1, CHAdeMO, NACS. North America Modem/SIM, cUL and UL listed, FWHA and FTA compliant models available. | CHAEVI | CV-3FD120P-IUL3 | SONIC (120kW) (3 Phase, 3 Wire) | DC | 120 | Dual port. Stand-Alone Equipment 120,150,180kW Serial-UL listed. Dynamic Load Balancing Available. NACS Cable Adaptable
Loop Global | EVS-32A-L2-001 | EV-Flex LITE | AC | 7.68 | 1 | SAE J1772, Standalone network capability | ChargePoint | CPE280-800-NA-FHWA | Express 280 DC Fast Charging Station | DC | 160 | [Paired Unit, FHWA sku] ChargePoint Express 280 Station (80 kW) - includes Express 280 Station, 2x Power Modules, 1 or 2 connectors including CCS1, CHAdeMO, NACS. North America Modem/SIM, cUL and UL listed, FWHA and FTA compliant models available. | CHAEVI | CV-3FD150P-IUL3 | SONIC (150kW) (3 Phase, 3 Wire) | DC | 150 | Dual port. Stand-Alone Equipment 120,150,180kW Serial-UL listed. Dynamic Load Balancing Available. NACS Cable Adaptable
Loop Global | EVS-32A-L2-002 | EV-Flex LITE | AC | 7.68 | 1 | SAE J1772, Standalone network capability | ChargePoint | CPF50- L##-****** | CPF50 | AC | 12 | CPF50 family, Single or Dual Port, Pedestal or Wall Mount, 50A, Type 1, Cable 18' or 23', Single Phase Charger, Cable Management Kit optional | CHAEVI | CV-3FD180P-IUL3 | SONIC (180kW) (3 Phase, 3 Wire) | DC | 180 | Dual port. Stand-Alone Equipment 120,150,180kW Serial-UL listed. Dynamic Load Balancing Available. NACS Cable Adaptable
Loop Global | EVS-80A-L2-001 | EV-Fleet | AC | 19.2 | 1 | SAE J1772, Standalone network capability | ChargePoint | CT40##-GW1-*****## | CT4000 | AC | 7.2 | CT4000 family, NA, AC Station, 1 or 2 x Type 1 Cable, 30A, 1-Phase, 18' or 23' Cable, 6' or 8' Cable Management Kit, Pedestal or Wall Mount, 5.7" Display, Contactless Credit Card and RFID Reader | CHAEVI | CV-3FD120P-IUL | SONIC (120kW) (3 Phase, 4 Wire) | DC | 120 | Dual port. Stand-Alone Equipment 120,150,180kW Serial-UL listed. Dynamic Load Balancing Available. NACS Cable Adaptable
Loop Global | EVS-80A-L2-002 | EV-Fleet | AC | 19.2 | 1 | SAE J1772, Standalone network capability | ChargePoint | Express Plus 1000 Power Block: CPPB0001*** PM1.5 43-001200-** EXPP-PL10##*-#*#*#-#*#*#-*** | Express Plus | DC | 500 | Express Plus system includes Power Block, Power Modules, and Power Link 1000 series; Used for Fleet or Commercial. | CHAEVI | CV-3FD150P-IUL | SONIC (150kW) (3 Phase, 4 Wire) | DC | 150 | Dual port. Stand-Alone Equipment 120,150,180kW Serial-UL listed. Dynamic Load Balancing Available. NACS Cable Adaptable
Noodoe | AC11P/ AC11P Exceed | 0 | AC | 11.5 | 1 | Single port. | ChargePoint | Express Plus 2000 (EXPP-PL20##-CHIP) | Express Plus | DC | 500 | [CHIP sku]Express Plus system includes Power Block, Power Modules, and Power Link 2000 series; Each Power Link Dispenser can include 1 or 2 connctor including CCS, NACS, or CHAdeMO | CHAEVI | CV-3FD180P-IUL | SONIC (180kW) (3 Phase, 4 Wire) | DC | 180 | Dual port. Stand-Alone Equipment 120,150,180kW Serial-UL listed. Dynamic Load Balancing Available. NACS Cable Adaptable
OpConnect | IC80 | IC80 | AC | 19.2 | 1 | Single Port NRTL Listed as EX-1193-1 | ChargePoint | Express Plus 2000 (EXPP-PL20##-FHWA) | Express Plus | DC | 500 | [FHWA sku] Express Plus system includes Power Block, Power Modules, and Power Link 2000 series; Each Power Link Dispenser can include 1 or 2 connctor including CCS, NACS, or CHAdeMO | CHAEVI | CV-3UD403P-NCC3 (CCS1/CCS1) | SUPERSONIC | DC | 400 | All-in-One Equipment - UL, CTEP listed - Dynamic Load Balancing Available - CCS/NACS Cable
OpConnect | SC80 | SC80 | AC | 19.2 | 1 | Single Port NRTL Listed as EX-1193-3 | ChargePoint | Express Plus 2000 (EXPP-PL20##) | Express Plus | DC | 500 | Express Plus system includes Power Block, Power Modules, and Power Link 2000 series; Each Power Link Dispenser can include 1 or 2 connctor including CCS, NACS, or CHAdeMO | CHAEVI | CV-3UD403P-NCN3 (CCS1/NACS) | SUPERSONIC | DC | 400 | All-in-One Equipment - UL, CTEP listed - Dynamic Load Balancing Available - CCS/NACS Cable
PowerFlex Systems | JNT-EVC10 (PF-JT48) | 0 | AC | 11.52 | 1 | Must acquire Nexus | CyberSwitching | CSE1-WIFI-BL | CSE1 | AC | 11.5 | Single Port | CHAEVI | CV-3UD403P-NDN3 (NACS/NACS) | SUPERSONIC | DC | 400 | All-in-One Equipment - UL, CTEP listed - Dynamic Load Balancing Available - CCS/NACS Cable
RAB Lighting Inc. | EVC48 | EVC48 | AC | 11 | 1 | Single Port, Standalone network capability; OCA Full and Security certificates under software version V1.00 | Epic Charging | EC48-AC | Epic48 | AC | 11.5 | Single Port, Standalone network capability | CHAEVI | DCV-3FD120-ICN | DUOCONIC (120kW) | DC | 120 | Dual port. Stand-Alone Equipment 120,150,180kW Serial-UL listed. Dynamic Load Balancing Available
TECO-Westinghouse | AWLU770001/ AW32 | 0 | AC | 7.7 | 1 | Single Port, Standalone network capability | Epic Charging | EC80-AC | Epic80 | AC | 19.2 | Single Port, Standalone network capability | CHAEVI | DCV-3FD150-ICN | DUOCONIC (150kW) | DC | 150 | Dual port. Stand-Alone Equipment 120,150,180kW Serial-UL listed. Dynamic Load Balancing Available
Tellus Power | UP160J-#MP-### | 0 | AC | 7.2 | 1 | Dual Port, Must acquire Gateway for network connectivity | EverCharge | E800-1042-01 | DCFC 320kW All-in-One, w/ Dual CCS1 | DC | 320 | Dual port. | CHAEVI | DCV-3FD180-ICN | DUOCONIC (180kW) | DC | 180 | Dual port. Stand-Alone Equipment 120,150,180kW Serial-UL listed. Dynamic Load Balancing Available
Tellus Power | UP80J-#MP-### | 0 | AC | 7.2 | 1 | Single Port, Must acquire Gateway for network connectivity | EverCharge | EV002-48,E800-1000 | EV02 | AC | 11.52 | Single Port, Standalone network capability | ChargePoint | CP6####-50A-L## | 6000 Series | AC | 12 | CP6000 family, NA, AC Station, 1 or 2 x Type 1 Cable, 50A or 80A, 1-Phase, 18' or 23' Cable, 6' or 8' Cable Management Kit, Pedestal or Wall Mount, 8" Touch Display, Contactless Credit Card and RFID Reader, Cellular/Wi-Fi, UL, Power Share Jumper, 1YR Parts Warranty, Optional credit card reader
TurnOnGreen | EVP1100-W/CPEVAC-11KW-J17-W EVP1100-WG/CPEVAC-11KW-J17-WG CPEVAC-11KW-S18-# | 0 | AC | 11.4 | 1 | Single Port | EverCharge | EV002-48,E800-1000-32A | EV02 | AC | 7.68 | Single Port, Standalone network capability | ChargePoint | CP6####-80A-L## | 6000 Series | AC | 19.2 | CP6000 family, NA, AC Station, 1 or 2 x Type 1 Cable, 50A or 80A, 1-Phase, 18' or 23' Cable, 6' or 8' Cable Management Kit, Pedestal or Wall Mount, 8" Touch Display, Contactless Credit Card and RFID Reader, Cellular/Wi-Fi, UL, Power Share Jumper, 1YR Parts Warranty, Optional credit card reader
TurnOnGreen | EVP700-W/CPEVAC-7KW-J17-W/ EVP700-G/CPEVAC-7KW-J17-G CPEVAC-7KW-S17-# | 0 | AC | 7.6 | 1 | Single Port | EverCharge | EV002-48,E800-1000-40A | EV02 | AC | 8.3 | Single Port, Standalone network capability | ChargePoint | CPE250C-625-CCS1-200A-**** | Express 250 | DC | 62.5 | ChargePoint Express 250 Station (62.5 kW) - includes Express 250 Station, 2x Power Modules, 1x CCS1 200A cable, 1x CHAdeMO cable or NACS, North America Modem/SIM, cUL and UL listed, requires CPE250-CMT-IMPERIAL in US, CPE250-CMT-METRIC in Canada. CPE250-CMT-IMPERIAL/METRIC not included. FWHA and FTA compliant models available as well as with integrated EMV Chip Reader terminal.
Wallbox | PUP1-#-1-5-#-### / PUP2-#-1-5-#-### | Pulsar Plus | AC | 9.6 | 1 | Single Port | EverCharge | EV002-80,E800-1001 | EV02 | AC | 19.2 | Single Port, Standalone network capability | ChargePoint | CPE280-800-NA | Express 280 DC Fast Charging Station | DC | 160 | [Paired Unit] ChargePoint Express 280 Station (80 kW) - includes Express 280 Station, 2x Power Modules, 1 or 2 connectors including CCS1, CHAdeMO, NACS. North America Modem/SIM, cUL and UL listed, FWHA and FTA compliant models available.
[7 empty] | EverCharge | EV002-80,E800-1001-40A | EV02 | AC | 8.3 | Single Port, Standalone network capability | ChargePoint | CPE280-800-NA | Express 280 DC Fast Charging Station | DC | 80 | [Single Unit] ChargePoint Express 280 Station (80 kW) - includes Express 280 Station, 2x Power Modules, 1 or 2 connectors including CCS1, CHAdeMO, NACS. North America Modem/SIM, cUL and UL listed, FWHA and FTA compliant models available.
[7 empty] | EVSIS | JC-94F2-350-0T5 | DC Charger 350kW | DC | 350 | Dual port. CCS / NACS(Optional), OCPP 2.0.1 will be supported | ChargePoint | CPE280-800-NA-CHIP | Express 280 DC Fast Charging Station | DC | 160 | [Paired Unit, Credit Card Reader sku] ChargePoint Express 280 Station (80 kW) - includes Express 280 Station, 2x Power Modules, 1 or 2 connectors including CCS1, CHAdeMO, NACS. North America Modem/SIM, cUL and UL listed, FWHA and FTA compliant models available.
[7 empty] | EVSIS | JC-94F2-400-0T5 | DC Charger 400kW | DC | 400 | Dual port. CCS / NACS(Optional), OCPP 2.0.1 will be supported | ChargePoint | CPE280-800-NA-CHIP | Express 280 DC Fast Charging Station | DC | 80 | [Single Unit, Credit Card Reader sku] ChargePoint Express 280 Station (80 kW) - includes Express 280 Station, 2x Power Modules, 1 or 2 connectors including CCS1, CHAdeMO, NACS. North America Modem/SIM, cUL and UL listed, FWHA and FTA compliant models available.
[7 empty] | EVSIS | JC-9932-180-CT | DC Charger 180kW | DC | 180 | Dual port. CCS / NACS(Optional), OCPP 2.0.1 will be supported | ChargePoint | CPE280-800-NA-FHWA | Express 280 DC Fast Charging Station | DC | 160 | [Paired Unit, FHWA sku] ChargePoint Express 280 Station (80 kW) - includes Express 280 Station, 2x Power Modules, 1 or 2 connectors including CCS1, CHAdeMO, NACS. North America Modem/SIM, cUL and UL listed, FWHA and FTA compliant models available.
[7 empty] | EVSIS | JC-9932-240-CT | DC Charger 240kW | DC | 240 | Dual port. CCS / NACS(Optional), OCPP 2.0.1 will be supported | ChargePoint | CPE280-800-NA-FHWA | Express 280 DC Fast Charging Station | DC | 80 | [Single Unit, FHWA sku] ChargePoint Express 280 Station (80 kW) - includes Express 280 Station, 2x Power Modules, 1 or 2 connectors including CCS1, CHAdeMO, NACS. North America Modem/SIM, cUL and UL listed, FWHA and FTA compliant models available.
[7 empty] | FLO | Ultra | Ultra | DC | 320 | Dual port. | ChargePoint | CPF50- L##-****** | CPF50 | AC | 12 | CPF50 family, Single or Dual Port, Pedestal or Wall Mount, 50A, Type 1, Cable 18' or 23', Single Phase Charger, Cable Management Kit optional
[7 empty] | Gravity | GR-LH500CX | 0 | DC | 500 | 0 | ChargePoint | CT40##-GW1-*****## | CT4000 | AC | 7.2 | CT4000 family, NA, AC Station, 1 or 2 x Type 1 Cable, 30A, 1-Phase, 18' or 23' Cable, 6' or 8' Cable Management Kit, Pedestal or Wall Mount, 5.7" Display, Contactless Credit Card and RFID Reader
[7 empty] | Gravity | GT-AH200XX | 0 | DC | 200 | 0 | ChargePoint | Express Plus 1000 Power Block: CPPB0001*** PM1.5 43-001200-** EXPP-PL10##*-#*#*#-#*#*#-*** | Express Plus | DC | 500 | Express Plus system includes Power Block, Power Modules, and Power Link 1000 series; Used for Fleet or Commercial.
[7 empty] | Gravity | GT-AV200XX | 0 | DC | 200 | 0 | ChargePoint | Express Plus 2000 (EXPP-PL20##-CHIP) | Express Plus | DC | 500 | [CHIP sku]Express Plus system includes Power Block, Power Modules, and Power Link 2000 series; Each Power Link Dispenser can include 1 or 2 connctor including CCS, NACS, or CHAdeMO
[7 empty] | Gravity | GT-LAV500EX | 0 | DC | 500 | 0 | ChargePoint | Express Plus 2000 (EXPP-PL20##-FHWA) | Express Plus | DC | 500 | [FHWA sku] Express Plus system includes Power Block, Power Modules, and Power Link 2000 series; Each Power Link Dispenser can include 1 or 2 connctor including CCS, NACS, or CHAdeMO
[7 empty] | Gravity | GT-LLH500EX | 0 | DC | 500 | 0 | ChargePoint | Express Plus 2000 (EXPP-PL20##) | Express Plus | DC | 500 | Express Plus system includes Power Block, Power Modules, and Power Link 2000 series; Each Power Link Dispenser can include 1 or 2 connctor including CCS, NACS, or CHAdeMO
[7 empty] | Gravity | GT-LV500CX | 0 | DC | 500 | 0 | CyberSwitching | CSE1-WIFI-BL | CSE1 | AC | 11.5 | Single Port
[7 empty] | Loop Global | EVS-32A-L2-001 | EV-Flex LITE | AC | 7.68 | SAE J1772, Standalone network capability | EnergiSpot | ATLEU2-50AAS | Level 2 AC Charger | AC | 12 | Single port per unit, when configured as a dual unit on a single pedestal, each charger delivers their perscribed max output rating - never splitting power on a simutaneous charging session.
[7 empty] | Loop Global | EVS-32A-L2-002 | EV-Flex LITE | AC | 7.68 | SAE J1772, Standalone network capability | EnergiSpot | ATLEU2-80AAS | Level 2 AC Charger | AC | 19.2 | Single port per unit, when configured as a dual unit on a single pedestal, each charger delivers their perscribed max output rating - never splitting power on a simutaneous charging session.
[7 empty] | Loop Global | EVS-80A-L2-001 | EV-Fleet | AC | 19.2 | SAE J1772, Standalone network capability | EnergiSpot | ATLUE2-32AAS | Level 2 AC Charger | AC | 7.7 | Single port per unit, when configured as a dual unit on a single pedestal, each charger delivers their perscribed max output rating - never splitting power on a simutaneous charging session.
[7 empty] | Loop Global | EVS-80A-L2-002 | EV-Fleet | AC | 19.2 | SAE J1772, Standalone network capability | Epic Charging | EC48-AC | Epic48 | AC | 11.5 | Single Port, Standalone network capability
[7 empty] | Loop Global | EVS-FLASH-300-D01 | Infinity Flash (with screen) | DC | 300 | Dual port with screen. Power cabinet required: EVS-FLASH- 360-PC01 | Epic Charging | EC80-AC | Epic80 | AC | 19.2 | Single Port, Standalone network capability
[7 empty] | Loop Global | EVS-FLASH-300-D01-150 | Infinity Flash (with screen)(derated) | DC | 150 | 150kW max per port | Epic Charging | ECB48-AC | Epic48 | AC | 11.5 | Single Port, Standalone network capability
[7 empty] | Loop Global | EVS-FLASH-300-D02 | Infinity Flash (without screen) | DC | 300 | Dual port without screen. Power cabinet required: EVS-FLASH- 360-PC01 | Epic Charging | ECB80-AC | Epic80 | AC | 19.2 | Single Port, Standalone network capability
[7 empty] | Loop Global | EVS-FLASH-300-D02-150 | Infinity Flash (without screen)(derated) | DC | 150 | 150kW max per port | EVBolt | EVB-AC-PAX19 | Prestige 19 | AC | 19.1 | Single Port, Standalone network capability
[7 empty] | Noodoe | AC11P/ AC11P Exceed | 0 | AC | 11.5 | Single port. | EverCharge | E800-1017-01 | DCFC 240kW Power Cabinet | DC | 240 | OCA Full and Security certificates under software version 1.2009.0 (alternate company name on OCA cert - Wanbang Digital Energy Co., Ltd.)
[7 empty] | OpConnect | IC80 | IC80 | AC | 19.2 | Single Port NRTL Listed as EX-1193-1 | EverCharge | E800-1029-01 | DCFC 240kW Power Dispenser, w/Dual 200A CCS1 | DC | 240 | OCA Full and Security certificates under software version 1.2009.0 (alternate company name on OCA cert - Wanbang Digital Energy Co., Ltd.)
[7 empty] | OpConnect | SC80 | SC80 | AC | 19.2 | Single Port NRTL Listed as EX-1193-3 | EverCharge | E800-1042-01 | DCFC 320kW All-in-One, w/ Dual CCS1 | DC | 320 | Dual port.
[7 empty] | PowerPump | AC550 | AC550 | AC | 10 | Single Port. | EverCharge | EV002-48,E800-1000 | EV02 | AC | 11.52 | Single Port, Standalone network capability
[7 empty] | Sinexcel | SEC1000/160Y-H-U； SEC1000/160Y-T-U； SEC1000/160Y-HH-U； SEC1000/160Y-TT-U； SEC1000/160Y-HT-U； SEC1000/120Y-H-U； SEC1000/120Y-T-U； SEC1000/120Y-HH-U； SEC1000/120Y-TT-U； SEC1000/120Y-HT-U； SEC1000/60Y-C-U； SEC1000/60Y-S-U； SEC1000/60Y-CC-U； SEC1000/60Y-SS-U； SEC1000/60Y-SC-U； | SEC160 | DC | 160 | Output range:200V-1000V efficiency:Up to 96% Full certification User-friendly ADA Multiple payment methods Support for customization PLUG& CHARGE Hardware 15118-Ready Can Output 350A CCS1 boost 500A NACS boost 400A | EverCharge | EV002-48,E800-1000-32A | EV02 | AC | 7.68 | Single Port, Standalone network capability
[7 empty] | Sinexcel | SEC1000/240Y-H-U SEC1000/240Y-HH-U SEC1000/240Y-HJ-U SEC1000/240Y-T-U SEC1000/240Y-HT-U SEC1000/240Y-TJ-U SEC1000/240Y-TT-U | SEC 240 | DC | 240 | Output range:200V-1000V efficiency:Up to 96% Full certification User-friendly ADA Multiple payment methods Support for customization PLUG& CHARGE Hardware 15118-Ready Can Output 350A CCS1 boost 500A NACS boost 400A | EverCharge | EV002-48,E800-1000-40A | EV02 | AC | 8.3 | Single Port, Standalone network capability
[7 empty] | Sinexcel | SEC1000/360F-N-U SEC1000/480F-N-U SEC1000/200U-C-U SEC1000/200U-CC-U SEC1000/200U-CJ-U SEC1000/300U-H-U SEC1000/300U-HH-U SEC1000/300U-HC-U SEC1000/300U-HJ-U SEC1000/500U-F-U SEC1000/500U-FH-U SEC1000/500U-FC-U SEC1000/500U-FJ-U SEC1000/300U-T-U SEC1000/300U-TJ-U SEC1000/300U-HT-U SEC1000/300U-TT-U SEC1000/300U-TC-U SEC1000/500U-FT-U | SEC 480 | DC | 480 | Output range:200V-1000V efficiency:Up to 96% Full certification User-friendly ADA Multiple payment methods Support for customization PLUG& CHARGE Hardware 15118-Ready Air cooling output 350A Liquid cooling sustained maximum output 500A | EverCharge | EV002-80,E800-1001 | EV02 | AC | 19.2 | Single Port, Standalone network capability
[7 empty] | StarCharge | AC###AN030###### | Artemis | AC | 19.2 | Single port. | EverCharge | EV002-80,E800-1001-40A | EV02 | AC | 8.3 | Single Port, Standalone network capability
[7 empty] | StarCharge | DC3200AN147XYZ/ DC2800AN147XYZ/ DC2400AN147XYZ/ DC1800AN147XYZ/ DC1500AN147XYZ/ DC1200AN147XYZ | Titan 320kW | DC | 320 | Dual port. | EvoCharge | EVC5001#### | EVC5001#### | AC | 12 | Single port.
[7 empty] | TurnOnGreen | EVP1100-W/CPEVAC-11KW-J17-W EVP1100-WG/CPEVAC-11KW-J17-WG CPEVAC-11KW-S18-# | 0 | AC | 11.4 | Single Port | EvoCharge | EVO32-310-001 | iEVSE Plus 32 | AC | 7.7 | Single Port, Standalone network capability
[7 empty] | TurnOnGreen | EVP700-W/CPEVAC-7KW-J17-W/ EVP700-G/CPEVAC-7KW-J17-G CPEVAC-7KW-S17-# | 0 | AC | 7.6 | Single Port | EvoCharge | EVO32-310-002 | iEVSE Plus 32 | AC | 7.7 | Dual Port, Standalone network capability
[7 empty] | Zerova | AXLU111001/ AX48 | AX48 | AC | 11 | Single Port, Standalone network capability; OCA Full and Security certificates under software version V1.00 | EvoCharge | EVO32-320-001 | iEVSE 32 | AC | 7.7 | Single Port, Standalone network capability
[7 empty] | Zerova | AXLU191001/ AX80 | AX80 | AC | 19.1 | Single Port, Standalone network capability | EvoCharge | EVO32-320-002 | iEVSE 32 | AC | 7.7 | Dual Port, Standalone network capability
[7 empty] | Zerova | DQ480: DQWU482/DQWA482 | DQ Series: DQ480 | DC | 480 | Configurable to four or two cables | EvoCharge | EVO80-###-### | MAX80 | AC | 19.2 | 0
[7 empty] | Zerova | DQWA242 | DQ240 | DC | 240 | Configurable to four or two cables | EvoCharge | W1-1962-#### | iEVSE | AC | 9.6 | 0
[7 empty] | Zerova | DQWA360 | DQ360 | DC | 360 | Configurable to four or two cables | EVSIS | JC-94F2-350-0T5 | DC Charger 350kW | DC | 350 | Dual port. CCS / NACS(Optional), OCPP 2.0.1 will be supported
[7 empty] | Zerova | DT240: DTWA240 | DT Series: DT240 | DC | 240 | Configurable to four or two cables | EVSIS | JC-94F2-400-0T5 | DC Charger 400kW | DC | 400 | Dual port. CCS / NACS(Optional), OCPP 2.0.1 will be supported
[7 empty] | Zerova | DZ480: DZWU482/DEZWA482 | DZ Series: DZ480 | DC | 480 | Configurable to two, four, or six cables | EVSIS | JC-9932-100-CT | DC Charger 100kW | DC | 100 | CCS/CHAdeMO (optional), OCPP 2.0.1 will be supported
[13 empty] | EVSIS | JC-9932-180-CT | DC Charger 180kW | DC | 180 | Dual port. CCS / NACS(Optional), OCPP 2.0.1 will be supported
[13 empty] | EVSIS | JC-9932-240-CT | DC Charger 240kW | DC | 240 | Dual port. CCS / NACS(Optional), OCPP 2.0.1 will be supported
[13 empty] | FLO | CoRe+ MAX | CoRe+™ MAX | AC | 19.2 | Single Port
[13 empty] | FLO | CoRe+ STD 21 FT | CoRe+™ | AC | 7.2 | Dual Port , Standalone network capability
[13 empty] | FLO | SmartTWO | SmartTWO™ Series | AC | 7.2 | Single Port, Standalone network capability
[13 empty] | FLO | SmartTWO Cellular | SmartTWO™ Series | AC | 7.2 | Single Port, Standalone network capability
[13 empty] | FLO | SmartTWO For City Curbside | SmartTWO™ Series | AC | 7.2 | Single Port, Standalone network capability
[13 empty] | FLO | Ultra | Ultra | DC | 320 | Dual port.
[13 empty] | Gravity | GR-LH500CX | 0 | DC | 500 | 0
[13 empty] | Gravity | GT-AH200XX | 0 | DC | 200 | 0
[13 empty] | Gravity | GT-AV200XX | 0 | DC | 200 | 0
[13 empty] | Gravity | GT-LAV500EX | 0 | DC | 500 | 0
[13 empty] | Gravity | GT-LLH500EX | 0 | DC | 500 | 0
[13 empty] | Gravity | GT-LV500CX | 0 | DC | 500 | 0
[13 empty] | Loop Global | EVS-32A-L2-001 | EV-Flex LITE | AC | 7.68 | SAE J1772, Standalone network capability
[13 empty] | Loop Global | EVS-32A-L2-002 | EV-Flex LITE | AC | 7.68 | SAE J1772, Standalone network capability
[13 empty] | Loop Global | EVS-80A-L2-001 | EV-Fleet | AC | 19.2 | SAE J1772, Standalone network capability
[13 empty] | Loop Global | EVS-80A-L2-002 | EV-Fleet | AC | 19.2 | SAE J1772, Standalone network capability
[13 empty] | Loop Global | EVS-FLASH-300-D01 | Infinity Flash (with screen) | DC | 300 | Dual port with screen. Power cabinet required: EVS-FLASH- 360-PC01
[13 empty] | Loop Global | EVS-FLASH-300-D01-150 | Infinity Flash (with screen)(derated) | DC | 150 | 150kW max per port
[13 empty] | Loop Global | EVS-FLASH-300-D02 | Infinity Flash (without screen) | DC | 300 | Dual port without screen. Power cabinet required: EVS-FLASH- 360-PC01
[13 empty] | Loop Global | EVS-FLASH-300-D02-150 | Infinity Flash (without screen)(derated) | DC | 150 | 150kW max per port
[13 empty] | Noodoe | AC11P/ AC11P Exceed | 0 | AC | 11.5 | Single port.
[13 empty] | OpConnect | IC80 | IC80 | AC | 19.2 | Single Port NRTL Listed as EX-1193-1
[13 empty] | OpConnect | OC-IC3-32AH | 0 | AC | 7.2 | Single Port, Standalone network capability
[13 empty] | OpConnect | OC-SC3-32AN | 0 | AC | 7.7 | Single Port, Standalone network capability
[13 empty] | OpConnect | SC80 | SC80 | AC | 19.2 | Single Port NRTL Listed as EX-1193-3
[13 empty] | PowerPump | AC550 | AC550 | AC | 10 | Single Port.
[13 empty] | Sinexcel | SEC1000/160Y-H-U； SEC1000/160Y-T-U； SEC1000/160Y-HH-U； SEC1000/160Y-TT-U； SEC1000/160Y-HT-U； SEC1000/120Y-H-U； SEC1000/120Y-T-U； SEC1000/120Y-HH-U； SEC1000/120Y-TT-U； SEC1000/120Y-HT-U； SEC1000/60Y-C-U； SEC1000/60Y-S-U； SEC1000/60Y-CC-U； SEC1000/60Y-SS-U； SEC1000/60Y-SC-U； | SEC160 | DC | 160 | Output range:200V-1000V efficiency:Up to 96% Full certification User-friendly ADA Multiple payment methods Support for customization PLUG& CHARGE Hardware 15118-Ready Can Output 350A CCS1 boost 500A NACS boost 400A
[13 empty] | Sinexcel | SEC1000/240Y-H-U SEC1000/240Y-HH-U SEC1000/240Y-HJ-U SEC1000/240Y-T-U SEC1000/240Y-HT-U SEC1000/240Y-TJ-U SEC1000/240Y-TT-U | SEC 240 | DC | 240 | Output range:200V-1000V efficiency:Up to 96% Full certification User-friendly ADA Multiple payment methods Support for customization PLUG& CHARGE Hardware 15118-Ready Can Output 350A CCS1 boost 500A NACS boost 400A
[13 empty] | Sinexcel | SEC1000/360F-N-U SEC1000/480F-N-U SEC1000/200U-C-U SEC1000/200U-CC-U SEC1000/200U-CJ-U SEC1000/300U-H-U SEC1000/300U-HH-U SEC1000/300U-HC-U SEC1000/300U-HJ-U SEC1000/500U-F-U SEC1000/500U-FH-U SEC1000/500U-FC-U SEC1000/500U-FJ-U SEC1000/300U-T-U SEC1000/300U-TJ-U SEC1000/300U-HT-U SEC1000/300U-TT-U SEC1000/300U-TC-U SEC1000/500U-FT-U | SEC 480 | DC | 480 | Output range:200V-1000V efficiency:Up to 96% Full certification User-friendly ADA Multiple payment methods Support for customization PLUG& CHARGE Hardware 15118-Ready Air cooling output 350A Liquid cooling sustained maximum output 500A
[13 empty] | StarCharge | AC###AN030###### | Artemis | AC | 19.2 | Single port.
[13 empty] | StarCharge | DC3200AN147XYZ/ DC2800AN147XYZ/ DC2400AN147XYZ/ DC1800AN147XYZ/ DC1500AN147XYZ/ DC1200AN147XYZ | Titan 320kW | DC | 320 | Dual port.
[13 empty] | StarCharge | Neptune 240kW | Neptune 240kW | DC | 240 | OCA Full and Security certificates under software version 1.2009.0 (alternate company name on OCA cert - Wanbang Digital Energy Co., Ltd.)
[13 empty] | TurnOnGreen | EVP1100-W/CPEVAC-11KW-J17-W EVP1100-WG/CPEVAC-11KW-J17-WG CPEVAC-11KW-S18-# | 0 | AC | 11.4 | Single Port
[13 empty] | TurnOnGreen | FSP1200/CPEVDC-120KW-# | FSP1200 | DC | 120 | Single Port, CCS connector
[13 empty] | TurnOnGreen | FSP600/CPEVDC-60KW-# | FSP600 | DC | 60 | Single Port, CCS connector
[13 empty] | Zerova | AXLU111001/ AX48 | AX48 | AC | 11 | Single Port, Standalone network capability; OCA Full and Security certificates under software version V1.00
[13 empty] | Zerova | AXLU191001/ AX80 | AX80 | AC | 19.1 | Single Port, Standalone network capability
[13 empty] | Zerova | DQ480: DQWU482/DQWA482 | DQ Series: DQ480 | DC | 480 | Configurable to four or two cables
[13 empty] | Zerova | DQWA242 | DQ240 | DC | 240 | Configurable to four or two cables
[13 empty] | Zerova | DQWA360 | DQ360 | DC | 360 | Configurable to four or two cables
[13 empty] | Zerova | DS120: DSWU122/DSWA122 | DS Series: DS120 | DC | 120 | 1x CCS1 connector 1x CHAdeMO connector
[13 empty] | Zerova | DS150: DSWU152/DSWA152 | DS Series: DS150 | DC | 150 | 1x CCS1 connector 1x CHAdeMO connector
[13 empty] | Zerova | DS180: DSWU182/DSWA182 | DS Series: DS180 | DC | 180 | 1x CCS1 connector 1x CHAdeMO connector; OCA Full and Security certificates under software version V1.00
[13 empty] | Zerova | DS60: DSWU601/DSWA601/SF##601 | DS Series: DS60/SF60 | DC | 60 | 1x CCS1 connector 1x CHAdeMO connector
[13 empty] | Zerova | DS90: DSWU901/DSWA901 | DS Series: DS90 | DC | 90 | 1x CCS1 connector 1x CHAdeMO connector
[13 empty] | Zerova | DT240: DTWA240 | DT Series: DT240 | DC | 240 | Configurable to four or two cables
[13 empty] | Zerova | DZ480: DZWU482/DEZWA482 | DZ Series: DZ480 | DC | 480 | Configurable to two, four, or six cables

## PSEG-LI (hidden)
PSEG-Long Island
Updated February 6, 2026
AC Equipment | [7 empty] | Networks
Brand | Model Number | Model Name | Type | Max Power (kW) | J1772 | J3400 | Notes | Brand | Network | Notes
AISPEX Inc. | Gold-48 | Commercial L2 Charger | AC | 11.5 | 1 | 0 | 0 | AmpControl Technologies, inc. | AmpControl | 0
ATG Electronics | ATG-C01-40A | Commercial EV Charger | AC | 9.6 | 1 | 0 | Single port | AMPECO | AMPECO Charge | 0
ATG Electronics | ATG-C01-48A | Commercial EV Charger | AC | 11.5 | 1 | 0 | Single port | AmpUp | AmpUp | 0
Autel | AC W12-L-4G | AC Elite | AC | 12 | 1 | 0 | Single Port ; OCPP Full Certificate with software version V1.13.97 | Autel | Autel Cloud | OCPP Full certificate for software version 2.0.105
Autel | AC W12-L-4G-40 | AC Elite 40 | AC | 8.3 | 1 | 0 | Single Port. This is the same model as the W12-L-4G. The charger can be derated to 40A and thus be eligible for SCE's Charge Ready Light Duty program. SCE added -40 at the end to differentiate it from the 50A version. | Blink | Blink Network | 0
Autel | MAXI US AC LW12 | AC Lite | AC | 12 | 1 | -1 | Single port. NEMA 14-50 plug. Separate holster. | BreatheEV | BreatheEV | 0
Autel | MAXI US AC W12 | AC Elite Home | AC | 12 | 1 | -1 | Single port. NEMA 14-50 plug. Separate holster. | CHAEVI | CHAEVI | 0
Autel | MAXI US AC W12-H | AC Elite Home | AC | 12 | 1 | -1 | Single port. NEMA 14-50 plug. Separate holster. | Charge America | Charge America Network | 0
Autel | Maxi UW19C002 | MaxiCharger AC Pro 80A | AC | 19.2 | 1 | -1 | Single port. | ChargeLab | ChargeLab | 0
Autel | Maxi UW19CJ02 | MaxiCharger AC 80A | AC | 19.2 | 1 | -1 | Single port. | ChargePoint | ChargePoint Network | 0
Autel | Maxi UW19L002 | MaxiCharger AC Pro 80A | AC | 19.2 | 1 | -1 | Single port. | ChargeSmart EV | ChargeSmart EV | 0
Autel | Maxi UW19L002-40 | MaxiCharger AC Pro 80A-40 | AC | 9.6 | 1 | -1 | Single port. | Charli Charging | Charli Charging | 0
Autel | Maxi UW19LB02 | MaxiCharger AC 80A | AC | 19.2 | 1 | -1 | Single port. | DynaChrg | DynaChrg | 0
Autel | Maxi UW19LJ02 | MaxiCharger AC 80A | AC | 19.2 | 1 | -1 | Single port. | Electric Avenue | Electric Avenue | 0
Autel | Maxi UW19LJ02-40 | MaxiCharger AC 80A-40 | AC | 9.6 | 1 | -1 | Single port. | Epic Charging | Epic Charging | 0
Autel | UF####001 | AC Ultra | AC | 19.2 | 1 | 0 | Single Port or Dual Port. No credit card reader | Espen | Espen | 0
Autel | UF####1-40 | AC Ultra 40 | AC | 9.6 | 1 | 0 | Dual Port. This is the same model as the UF****01. The charger can be derated to 40A and thus be eligible for SCE's Charge Ready Light Duty program. SCE added -40 at the end to differentiate it from the other 80A version. | EV Connect | EVConnect | 0
Autel | UF####101 | AC Ultra | AC | 19.2 | 1 | 0 | Single Port or Dual Port | EV Plus | EV+ Charging | 0
Autel | UW12-J0610CA0002 | MaxiCharger AC Single | AC | 12 | 1 | 1 | Single port. | EVCHRON | 0 | 0
Autel | UW12-J0610CA0002-40 | MaxiCharger AC Single | AC | 9.6 | 1 | 1 | Single port. | EvoCharge | EvoCharge Network | 0
Autel | UW12-J0610CA0002-32 | MaxiCharger AC Single | AC | 7.7 | 1 | 1 | Single port. | Fermata | Fermata | 0
Autel | UW12-J0650CA0002 | MaxiCharger AC Single | AC | 12 | 1 | 1 | Single port. | Flipturn | Flipturn | 0
Autel | UW12-J0650CA0002-40 | MaxiCharger AC Single-40 | AC | 9.6 | 1 | 1 | Single port. | Gravity | Gravity Network | 0
Autel | UW12-J0650CA0002-32 | MaxiCharger AC Single-32 | AC | 7.7 | 1 | 1 | Single port. | Integra Energy | Quick-Charge | 0
Blink | 780 | Series 7 ISO Single | AC | 19.2 | 1 | 1 | Single port. | IoTecha | IoT.ON | 0
Blink | 01-0202 (MQ 200) | MQ 200 | AC | 12 | 1 | 0 | Single Port; NRTL listed as LiteOn MQW2-50C-M2-R#-#-23 and HQW2-50C-#-N#-#-23 | Loop Global | Loop EV Charging Network | 0
Blink | 780 (40A) | Series 7 ISO (Enhanced) | AC | 9.6 | 1 | 0 | Dual Port, Standalone network capability | Lynkwell | ViaLynk | 0
Blink | 780 (48A) | Series 7 ISO (Enhanced) | AC | 11.52 | 1 | 0 | Dual Port, Standalone network capability | Monta | Monta | 0
Blink | 780 Series | Series 7 ISO Plus | AC | 19.2 | 1 | 0 | Dual Port, Standalone network capability | Noodoe | 0 | OCPP Full certificate for software version v1.0.2
Blink | 880 (40A) | Series 8 ISO (Enhanced) | AC | 9.6 | 1 | 0 | Single or dual Port, Standalone network capability | Numocity Technologies Private Limited | Numocity | 0
Blink | 880 (48A) | Series 8 ISO (Enhanced) | AC | 11.52 | 1 | 0 | Dual Port, Standalone network capability | OpConnect | OpConnect Network | 0
Blink | 880 (80A) | Series 8 ISO Plus | AC | 19.2 | 1 | 0 | Dual Port, Standalone network capability | OPF Energy, LLC | OPF Energy, LLC | 0
Blink | IQW2-80U-M1-R2-N-25 (Advanced-LTE) Part Number 01-0207-LTE (IQ 200 Advanced) | IQ 200 Advanced | AC | 19.2 | 1 | 0 | Single Port | PowerPump | PowerPump | 0
Blink | IQW2-80U-M1-R2-N-25-40 (Advanced-LTE) 01-0207-LTE-40 (IQ 200 Advanced) | IQ 200 Advanced | AC | 8.3 | 1 | 0 | Single Port | SWTCH Energy | SWTCH | 0
breezEV | EVC-L2-48A-L1-1-4G-D-AU-L-# | SMART CONNECTED LEVEL 2 EV CHARGING STATION | AC | 11.2 | 1 | 0 | 48A Max Charger, Screen, RFID, 4G Cellular, Wall-Mount, AmpUp LITE Plan, # determines plan length | The Mobility House | ChargePilot | 0
breezEV | EVC-L2-P80-18-AP# | P80 - 80AMP Level 2 Charger | AC | 19.2 | 1 | -1 | Single port. Last character denotes years of AmpUp Pro Software included | Wevo Energy | Wevo Energy | 0
ChargePoint | CP6####-50A-##-40 | 6000 Series | AC | 9.6 | 1 | 0 | CP6000 family, NA, AC Station, 1 or 2 x Type 1 Cable, 50A or 80A, 1-Phase, 18' or 23' Cable, 6' or 8' Cable Management Kit, Pedestal or Wall Mount, 8" Touch Display, Contactless Credit Card and RFID Reader, Cellular/Wi-Fi, UL, Power Share Jumper, 1YR Parts Warranty, Optional credit card reader | Xeal | Xeal Network | 0
ChargePoint | CP6####-50A-L## | 6000 Series | AC | 12 | 1 | 0 | CP6000 family, NA, AC Station, 1 or 2 x Type 1 Cable, 50A or 80A, 1-Phase, 18' or 23' Cable, 6' or 8' Cable Management Kit, Pedestal or Wall Mount, 8" Touch Display, Contactless Credit Card and RFID Reader, Cellular/Wi-Fi, UL, Power Share Jumper, 1YR Parts Warranty, Optional credit card reader
ChargePoint | CP6####-80A-L## | 6000 Series | AC | 19.2 | 1 | 0 | CP6000 family, NA, AC Station, 1 or 2 x Type 1 Cable, 50A or 80A, 1-Phase, 18' or 23' Cable, 6' or 8' Cable Management Kit, Pedestal or Wall Mount, 8" Touch Display, Contactless Credit Card and RFID Reader, Cellular/Wi-Fi, UL, Power Share Jumper, 1YR Parts Warranty, Optional credit card reader
ChargePoint | CPF50- L##-****** | CPF50 | AC | 12 | 1 | 0 | CPF50 family, Single or Dual Port, Pedestal or Wall Mount, 50A, Type 1, Cable 18' or 23', Single Phase Charger, Cable Management Kit optional
ChargePoint | CPF50- L##-******-40 | CPF50 | AC | 9.6 | 1 | 0 | CPF50 family, Single or Dual Port, Pedestal or Wall Mount, 50A, Type 1, Cable 18' or 23', Single Phase Charger, Cable Management Kit optional
ChargePoint | CT40##-GW1-*****## | CT4000 | AC | 7.2 | 1 | 0 | CT4000 family, NA, AC Station, 1 or 2 x Type 1 Cable, 30A, 1-Phase, 18' or 23' Cable, 6' or 8' Cable Management Kit, Pedestal or Wall Mount, 5.7" Display, Contactless Credit Card and RFID Reader
ChargeSmart EV | CSEV-AC-#P | 0 | AC | 19.2 | 1 | 0 | Single Port or Dual Port. No credit card reader
ChargeTronix | UP160J-#MP-### | UP160J | AC | 7.2 | 1 | 0 | Dual Port, Must acquire Gateway for network connectivity
Chargie | CH-L-48-PRA-1-18 | 0 | AC | 11.52 | 1 | 0 | 0
Chargie | CH-L-48-PRA-1-18-32 | 0 | AC | 7.68 | 1 | 0 | 0
Chargie | CH-L-48-PRA-1-18-40 | 0 | AC | 9.6 | 1 | 0 | 0
Chargie | CH-L-48-PRA-1-25 | 0 | AC | 11.52 | 1 | 0 | 0
Chargie | CH-L-48-PRA-1-25-32 | 0 | AC | 7.68 | 1 | 0 | 0
Chargie | CH-L-48-PRA-1-25-40 | 0 | AC | 9.6 | 1 | 0 | 0
Chargie | CH-L-48-PRAC-1-18 | 0 | AC | 11.52 | 1 | 0 | 0
Chargie | CH-L-48-PRAC-1-18-32 | 0 | AC | 7.68 | 1 | 0 | 0
Chargie | CH-L-48-PRAC-1-18-40 | 0 | AC | 9.6 | 1 | 0 | 0
Chargie | CH-L-48-PRAC-1-25 | 0 | AC | 11.52 | 1 | 0 | 0
Chargie | CH-L-48-PRAC-1-25-32 | 0 | AC | 7.68 | 1 | 0 | 0
Chargie | CH-L-48-PRAC-1-25-40 | 0 | AC | 9.6 | 1 | 0 | 0
Chargie | CH-L-48-PRACT-1-18 | 0 | AC | 11.52 | 1 | 0 | 0
Chargie | CH-L-48-PRACT-1-18-32 | 0 | AC | 7.68 | 1 | 0 | 0
Chargie | CH-L-48-PRACT-1-18-40 | 0 | AC | 9.6 | 1 | 0 | 0
Chargie | CH-L-48-PRACT-1-25 | 0 | AC | 11.52 | 1 | 0 | 0
Chargie | CH-L-48-PRACT-1-25-32 | 0 | AC | 7.68 | 1 | 0 | 0
Chargie | CH-L-48-PRACT-1-25-40 | 0 | AC | 9.6 | 1 | 0 | 0
Chargie | CH-L-48-PRAT-1-18 | 0 | AC | 11.52 | 1 | 0 | 0
Chargie | CH-L-48-PRAT-1-18-32 | 0 | AC | 7.68 | 1 | 0 | 0
Chargie | CH-L-48-PRAT-1-18-40 | 0 | AC | 9.6 | 1 | 0 | 0
Chargie | CH-L-48-PRAT-1-25 | 0 | AC | 11.52 | 1 | 0 | 0
Chargie | CH-L-48-PRAT-1-25-32 | 0 | AC | 7.68 | 1 | 0 | 0
Chargie | CH-L-48-PRAT-1-25-40 | 0 | AC | 9.6 | 1 | 0 | 0
CyberSwitching | CSE1-4G-BL | CSE1 | AC | 11.5 | 1 | 1 | Single Port
CyberSwitching | CSE1-4G-BL-40 | CSE1 | AC | 7.5 | 1 | 1 | Single Port
CyberSwitching | CSE1-WIFI-BL | CSE1 | AC | 11.5 | 1 | 1 | Single Port
CyberSwitching | CSE1-WIFI-BL-40 | CSE1 | AC | 7.5 | 1 | 1 | Single Port
DynaChrg | EVJ002 | EVJ002 | AC | 19.2 | 1 | -1 | Single port. 48 amps and 80 amps
DynaChrg | EVJ005 | EVJ005 | AC | 11.5 | 1 | -1 | Dual port, each simultaneously 48 amps
Eaton | CP6####-50A-##-40-ETN | 6000 Series | AC | 9.6 | 1 | 0 | CP6000 family, NA, AC Station, 1 or 2 x Type 1 Cable, 50A or 80A, 1-Phase, 18' or 23' Cable, 6' or 8' Cable Management Kit, Pedestal or Wall Mount, 8" Touch Display, Contactless Credit Card and RFID Reader, Cellular/Wi-Fi, UL, Power Share Jumper, 1YR Parts Warranty, Optional credit card reader
Eaton | CP6####-50A-L##-ETN | 6000 Series | AC | 12 | 1 | 0 | CP6000 family, NA, AC Station, 1 or 2 x Type 1 Cable, 50A or 80A, 1-Phase, 18' or 23' Cable, 6' or 8' Cable Management Kit, Pedestal or Wall Mount, 8" Touch Display, Contactless Credit Card and RFID Reader, Cellular/Wi-Fi, UL, Power Share Jumper, 1YR Parts Warranty, Optional credit card reader
Eaton | CP6####-80A-L##-ETN | 6000 Series | AC | 19.2 | 1 | 0 | CP6000 family, NA, AC Station, 1 or 2 x Type 1 Cable, 50A or 80A, 1-Phase, 18' or 23' Cable, 6' or 8' Cable Management Kit, Pedestal or Wall Mount, 8" Touch Display, Contactless Credit Card and RFID Reader, Cellular/Wi-Fi, UL, Power Share Jumper, 1YR Parts Warranty, Optional credit card reader
Eaton | CPF50- L##-******-40-ETN | CPF50 | AC | 9.6 | 1 | 0 | CPF50 family, Single or Dual Port, Pedestal or Wall Mount, 50A, Type 1, Cable 18' or 23', Single Phase Charger, Cable Management Kit optional
Eaton | CPF50- L##-******-ETN | CPF50 | AC | 12 | 1 | 0 | CPF50 family, Single or Dual Port, Pedestal or Wall Mount, 50A, Type 1, Cable 18' or 23', Single Phase Charger, Cable Management Kit optional
Eaton | CT40##-GW1-*****##-ETN | CT4000 | AC | 7.2 | 1 | 0 | CT4000 family, NA, AC Station, 1 or 2 x Type 1 Cable, 30A, 1-Phase, 18' or 23' Cable, 6' or 8' Cable Management Kit, Pedestal or Wall Mount, 5.7" Display, Contactless Credit Card and RFID Reader
Eaton | GMEV32BAB-DC / GMEV32BR-DC / GMEV32BAB-JB / GMEV32BR-JB / GMEV32BR-WC / GMEV32BR-WCPL GMEV32XXX-XXXX | Green Motion EV Charger | AC | 7.7 | 1 | 0 | 0
Eaton | GMEV40CIE1B-WC/ GMEV40CIC1B-WC | Green Motion EV Charger | AC | 9.6 | 1 | 0 | 0
Eaton | GMEV40CME1B-WC/ GMEV40CMC1B-WC/ GMEV40CMX1B-WC | Green Motion EV Charger | AC | 9.6 | 1 | 0 | 0
Eaton | GMEV48CMC1-WC | Green Motion Building Pro | AC | 11.5 | 1 | 1 | Single port.
Eaton | GMEV48CMC1-WC-40 | Green Motion Building Pro | AC | 9.6 | 1 | 1 | Single port.
Eaton | GMEV48CME1-WC | Green Motion Building Pro | AC | 11.5 | 1 | 1 | Single port.
Eaton | GMEV48CME1-WC-40 | Green Motion Building Pro | AC | 9.6 | 1 | 1 | Single port.
Eaton | GMEV80CIE1B-WC/ GMEV80CIC1B-WC | Green Motion EV Charger | AC | 19.2 | 1 | 0 | 0
Eaton | GMEV80CMC1-WC | Green Motion Fleet Pro | AC | 19.2 | 1 | 1 | Single port.
Eaton | GMEV80CMC1-WC-40 | Green Motion Fleet Pro | AC | 9.6 | 1 | 1 | Single port.
Eaton | GMEV80CMC1B-AA | Green Motion EV Charger | AC | 19.2 | 1 | 0 | AB Phasing/Cellular
Eaton | GMEV80CMC1B-AB | Green Motion EV Charger | AC | 19.2 | 1 | 0 | BC Phasing/Cellular
Eaton | GMEV80CMC1B-AC | Green Motion EV Charger | AC | 19.2 | 1 | 0 | CA Phasing/Cellular
Eaton | GMEV80CME1-WC | Green Motion Fleet Pro | AC | 19.2 | 1 | 1 | Single port.
Eaton | GMEV80CME1-WC-40 | Green Motion Fleet Pro | AC | 9.6 | 1 | 1 | Single port.
Eaton | GMEV80CME1B-AA | Green Motion EV Charger | AC | 19.2 | 1 | 0 | AB Phasing/Wi-Fi
Eaton | GMEV80CME1B-AB | Green Motion EV Charger | AC | 19.2 | 1 | 0 | BC Phasing/Wi-Fi
Eaton | GMEV80CME1B-AC | Green Motion EV Charger | AC | 19.2 | 1 | 0 | CA Phasing/Wi-Fi
Eaton | GMEV80CME1B-WC/ GMEV80CMC1B-WC/ GMEV80CMX1B-WC | Green Motion EV Charger | AC | 19.2 | 1 | 0 | 0
Emporia | EMEVSE1 | EV Charger | AC | 11.52 | 1 | 0 | 0
EnergiSpot | ATLEU2-50AAS | Level 2 AC Charger | AC | 12 | 1 | 1 | Single port per unit, when configured as a dual unit on a single pedestal, each charger delivers their perscribed max output rating - never splitting power on a simutaneous charging session.
EnergiSpot | ATLEU2-80AAS | Level 2 AC Charger | AC | 19.2 | 1 | 1 | Single port per unit, when configured as a dual unit on a single pedestal, each charger delivers their perscribed max output rating - never splitting power on a simutaneous charging session.
EnergiSpot | ATLUE2-32AAS | Level 2 AC Charger | AC | 7.7 | 1 | 1 | Single port per unit, when configured as a dual unit on a single pedestal, each charger delivers their perscribed max output rating - never splitting power on a simutaneous charging session.
Epic Charging | EC48-AC | Epic48 | AC | 11.5 | 1 | 0 | Single Port, Standalone network capability
Epic Charging | EC48-AC-40 | Epic48 | AC | 11.5 | 1 | 0 | Single Port, Standalone network capability
Epic Charging | EC80-AC | Epic80 | AC | 19.2 | 1 | 0 | Single Port, Standalone network capability
Epic Charging | ECB48-AC | Epic48 | AC | 11.5 | 1 | 0 | Single Port, Standalone network capability
Epic Charging | ECB48-AC-40 | Epic48 | AC | 11.5 | 1 | 0 | Single Port, Standalone network capability
Epic Charging | ECB80-AC | Epic80 | AC | 19.2 | 1 | 0 | Single Port, Standalone network capability
Espen | EVC/A48 | EVC/A48 | AC | 11.5 | 1 | 1 | Single port.
Espen | EVC/A48X2 | EVC/A48X2 | AC | 11.5 | 1 | 1 | Dual port.
Espen | EVC/A48S | EVC/A48S | AC | 11.5 | 1 | 1 | Single port.
Espen | EVC/A48S-40 | EVC/A48S | AC | 9.6 | 1 | 1 | Single port.
Espen | EVC/A48SX2 | EVC/A48SX2 | AC | 11.5 | 1 | 1 | Dual Port
Espen | EVC/A48SX2-40 | EVC/A48SX2 | AC | 9.6 | 1 | 1 | Dual Port
Espen | EVC/A80 | EVC/A80 | AC | 19.2 | 1 | 1 | Single port.
Espen | EVC/A80S | EVC/A80S | AC | 19.2 | 1 | 1 | Single port.
Espen | EVC/A80S-40 | EVC/A80S | AC | 9.6 | 1 | 1 | Single port.
EVBolt | EVB-AC-PAX19 | Prestige 19 | AC | 19.1 | 1 | 1 | Single Port, Standalone network capability
EVBox | Iqon IQ2303-###### | Iqon | AC | 7.2 | 1 | -1 | Dual Port , Standalone network capability
EVCHRON | iM2C-19.2KA | iM2C-19.2KA | AC | 19.2 | 1 | -1 | 0
EVCHRON | iM3C-09K6A | iM3C-09K6A | AC | 9.6 | 1 | -1 | 0
EVCHRON | iM3C-11K5A | iM3C-11K5A | AC | 11.5 | 1 | -1 | 0
EVCHRON | iM3C-15K6A | iM3C-15K6A | AC | 15.6 | 1 | -1 | 0
EverCharge | EV002-48,E800-1000 | EV02 | AC | 11.52 | 1 | 1 | Single Port, Standalone network capability
EverCharge | EV002-48,E800-1000-32A | EV02 | AC | 7.68 | 1 | 1 | Single Port, Standalone network capability
EverCharge | EV002-48,E800-1000-40A | EV02 | AC | 8.3 | 1 | 1 | Single Port, Standalone network capability
EverCharge | EV002-80,E800-1001 | EV02 | AC | 19.2 | 1 | 1 | Single Port, Standalone network capability
EverCharge | EV002-80,E800-1001-40A | EV02 | AC | 8.3 | 1 | 1 | Single Port, Standalone network capability
EVGateway | EGW-#C-32-# | 0 | AC | 7.7 | 1 | 0 | 0
EVGateway | EGW-#C-40-# | 0 | AC | 9.6 | 1 | 0 | 0
EVGateway | EGW-#C-48-# | 0 | AC | 11.5 | 1 | 0 | 0
EVGateway | EGW-EX-1193-# | 0 | AC | 19.2 | 1 | 0 | 0
EVmode | EVM2000-EVM101U | EVM2000 | AC | 11.5 | 1 | -1 | Single port.
EvoCharge | EVO32-310-001 | iEVSE Plus 32 | AC | 7.7 | 1 | 0 | Single Port, Standalone network capability
EvoCharge | EVO32-310-002 | iEVSE Plus 32 | AC | 7.7 | 1 | 0 | Dual Port, Standalone network capability
EvoCharge | EVO32-320-001 | iEVSE 32 | AC | 7.7 | 1 | 0 | Single Port, Standalone network capability
EvoCharge | EVO32-320-002 | iEVSE 32 | AC | 7.7 | 1 | 0 | Dual Port, Standalone network capability
EvoCharge | W1-1962-#### | iEVSE | AC | 9.6 | 1 | -1 | 0
EVPassport | Howard Charger | Howard | AC | 19.2 | 1 | 0 | Single Port, Standalone network capability NRTL listed as ioTecha CCS-ACL2
EVPassport | Rosa Charger | Rosa | AC | 11 | 1 | 1 | Single Port, Standalone network capability
EVSE LLC | 3703 | ChargeWorks EV Charger | AC | 9.6 | 1 | 0 | Single port, Must acquire Gateway for network connectivity
EVSE LLC | 3722 | EVSE Garage Overhead Charger | AC | 9.6 | 1 | 0 | Single port, Must acquire Gateway for network connectivity
EVSE LLC | 3704 REV G | AutoCoil EV Charger | AC | 9.6 | 1 | 0 | Single port, Must acquire Gateway for network connectivity
EVSE LLC | 3704-002 REV G | AutoCoil EV Charger | AC | 9.6 | 1 | 0 | Single port, Must acquire Gateway for network connectivity
FLO | CoRe+ MAX | CoRe+™ MAX | AC | 19.2 | 1 | -2 | Single Port
FLO | CoRe+ MAX-40 | CoRe+™ MAX | AC | 9.6 | 1 | -2 | Single Port
FLO | CoRe+ STD 21 FT | CoRe+™ | AC | 7.2 | 1 | 0 | Dual Port , Standalone network capability
FLO | SmartTWO | SmartTWO™ Series | AC | 7.2 | 1 | 0 | Single Port, Standalone network capability
FLO | SmartTWO Cellular | SmartTWO™ Series | AC | 7.2 | 1 | 0 | Single Port, Standalone network capability
FLO | SmartTWO For City Curbside | SmartTWO™ Series | AC | 7.2 | 1 | 0 | Single Port, Standalone network capability
Ford Pro Charging | FPC-AC0048ZC-### | Ford Pro AC Charging Station, 48A Series 2 | AC | 11.5 | 1 | -1 | Single Port.
Ford Pro Charging | FPC-AC0080ZC-U## | Ford Pro AC Charging Station, Series 2 | AC | 19.2 | 1 | -1 | Single Port NRTL Listed as EX-1193-1
Ford Pro Charging | FPC-AC0011ZC-U## | 0 | AC | 11.5 | 1 | 0 | Single Port NRTL listed as Siemens 8EM1314-5CG14-2FA2
Ford Pro Charging | FPC-AC0019ZC-U## | 0 | AC | 19.2 | 1 | 0 | Single Port NRTL listed as LiteOn EX 1193 XXXX certified models
FractalEV | FR-802E1DRNAK | FR-80 (ISO) | AC | 19.2 | 1 | 1 | Single port
FractalEV | FR-482E1DRNAK | FR-48 (ISO) | AC | 11.5 | 1 | 1 | Single port
FractalEV | FR-482C1DRNAJ | FR-48 | AC | 11.5 | 1 | -1 | Single port
FractalEV | FR-802C1DRNAJ | FR-80 | AC | 19.2 | 1 | -1 | Single port
Free2Move | E21CA180Dx | 48A Charger | AC | 11 | 1 | 1 | Single Port, Standalone network capability; OCA Full and Security certificates under software version V1.00
Free2Move | E21CH012## | 0 | AC | 11 | 1 | 1 | Single Port, Standalone network capability; OCA Full and Security certificates under software version V1.00
Free2Move | E21CH019Dx | 80A Charger | AC | 19.1 | 1 | 1 | Single Port, Standalone network capability
Gateway International 360 | GW-EV75/XXX | GW-EV75/XXX | AC | 11.5 | 1 | 1 | Single port.
Gateway International 360 | GW-EV500/XXX | GW-EV500/XXX | AC | 11.5 | 1 | 1 | Single port.
Gateway International 360 | GW-EV550-C/XXX | GW-EV550-C/XXX | AC | 19.2 | 1 | 1 | Single port.
Gateway International 360 | GW-EV600/XXX | GW-EV600/XXX | AC | 11.5 | 1 | 1 | Dual Port
Generac Power Systems | PUP2-U-1-5-N-GC2 | 40A Level 2 Plus | AC | 9.6 | 1 | 0 | Single Port
ICAPIA | ICACLS4040 | i4040 | AC | 9.6 | 1 | 1 | Dual port.
ICAPIA | ICACLS4080 | i4080 | AC | 19.2 | 1 | 1 | Dual port.
ICAPIA | ICACLS80 | i80 | AC | 19.2 | 1 | 1 | Single port.
ICAPIA | ICACOP48 | OPAL OMNI 48 | AC | 11.5 | 1 | 1 | Single port.
InCharge | EX-1193-1 | 0 | AC | 19.2 | 1 | -1 | Single Port NRTL Listed as EX-1193-1
InCharge | ICE 80A Dual | ICE 80A Dual | AC | 19.2 | 1 | -1 | Dual port.
InCharge | ICE 80A Dual-40 | ICE 80A Dual | AC | 9.6 | 1 | -1 | Dual port.
InCharge | ICE-80A Gen1 | ICE-80A Gen1 | AC | 19.2 | 1 | 1 | Single port.
InCharge | ICE-80A Gen2 | ICE-80A Gen2 | AC | 19.2 | 1 | 1 | Single port.
Integra Energy | IEV-48SEL | IEV-48SEL | AC | 11.5 | 1 | 1 | Single port.
Integra Energy | IEV-48SEL-40 | IEV-48SEL | AC | 9.6 | 1 | 1 | Single port.
Integra Energy | IEV-48SEL-G2 | IEV-48SEL-G2 | AC | 11.5 | 1 | 1 | Single port.
Integra Energy | IEV-80SEL | IEV-80SEL | AC | 19.2 | 1 | 1 | Single port.
Integra Energy | IEV-80SEL-40 | IEV-80SEL | AC | 9.6 | 1 | 1 | Single port.
Integra Energy | IEV-80SEL-G2 | IEV-80SEL-G2 | AC | 19.2 | 1 | 1 | Single port.
IoTecha | CCS-ACL2 / CCS-C80A | CCS-C80A-xxyyy | AC | 19.2 | 1 | -1 | Single Port. xx - cable length (15 or 25ft) yyy - LTE option
IoTecha | CCS-ACL2-40 / CCS-C40A | CCS-ACL2-40 / CCS-C40A | AC | 8.3 | 1 | -1 | Single Port. xx - cable length (15 or 25ft) yyy - LTE option
IoTecha | CCS-C80C | CCS-C80C-xxyyy | AC | 19.2 | 1 | -1 | Single Port. xx - cable length (15 or 25ft) yyy - LTE option
IXP, LLC | IXP-EVC10 | SMART CONNECTED LEVEL 2 EV CHARGING STATION | AC | 11.2 | 1 | 0 | 48A Max Charger, Screen, RFID, 4G Cellular, Wall-Mount, AmpUp LITE Plan, # determines plan length
Lenz | EVSE W1 40 A | 0 | AC | 9.6 | 1 | 1 | 0
LITE-ON | EX-1193-E | SC2 Plus 80A | AC | 19.2 | 1 | 1 | Single port.
LITE-ON | EX-1193-H | IC2 80A POS | AC | 19.2 | 1 | 1 | Single port.
LITE-ON | EX-1193-K | SC2 Plus 80A POS | AC | 19.2 | 1 | 1 | Single port.
LITE-ON | EX-1193-M | IC2 80A | AC | 19.2 | 1 | 1 | Single port.
LITE-ON | EX-1193-T | SC2 80A | AC | 19.2 | 1 | 1 | Single port.
LITE-ON | W1-UC168-0MF1F0 | SC48A | AC | 11.52 | 1 | 1 | Single port.
LITE-ON | W1-UC168-0MF1F0 | ADV 48A | AC | 11.52 | 1 | 1 | Single port.
LITE-ON | W1-UC168-0MF1FR | ADV+ 48A | AC | 11.52 | 1 | 1 | Single port.
LITE-ON | W1-UC168-0MJ1EP | ADV+ 48A POS | AC | 11.52 | 1 | 1 | Single port.
LITE-ON | W1-UC168-0MK1ER | IC 48A | AC | 11.52 | 1 | 1 | Single port.
LITE-ON | W1-UC168-0ML1EP | IC 48A POS | AC | 11.52 | 1 | 1 | Single port.
Loop Global | EVS-32A-L2-001 | EV-Flex LITE | AC | 7.68 | 1 | 0 | SAE J1772, Standalone network capability
Loop Global | EVS-32A-L2-002 | EV-Flex LITE | AC | 7.68 | 1 | 0 | SAE J1772, Standalone network capability
Loop Global | EVS-80A-L2-001 | EV-Fleet | AC | 19.2 | 1 | 0 | SAE J1772, Standalone network capability
Loop Global | EVS-80A-L2-002 | EV-Fleet | AC | 19.2 | 1 | 0 | SAE J1772, Standalone network capability
Loop Global | EVS-80A-L2-002-40 | EV-Fleet | AC | 9.6 | 1 | 0 | SAE J1772, Standalone network capability
Lynkwell | LW141-AC50 | LW141-AC50 | AC | 12 | 1 | 0 | Single Port ; OCPP Full Certificate with software version V1.13.97
Lynkwell | LW141-AC80 | LW141-AC80 | AC | 19.2 | 1 | -1 | Single port.
Lynkwell | LW141-DC40 | LW141-DC40 | AC | 8.3 | 1 | 0 | Dual Port. This is the same model as the UF****01. The charger can be derated to 40A and thus be eligible for SCE's Charge Ready Light Duty program. SCE added -40 at the end to differentiate it from the other 80A version.
Lynkwell | LW202-AC32 | LW202-AC32 | AC | 7.7 | 1 | 1 | Single port.
Lynkwell | LW202-AC48 | LW202-AC48 | AC | 11.52 | 1 | 1 | Single port.
Lynkwell | LW202-AC80 | LW202-AC80 | AC | 19.2 | 1 | 1 | Single port.
Noodoe | AC11P-40/ AC11P Exceed-40 | 0 | AC | 8.3 | 1 | 0 | Single port.
Noodoe | AC11P/ AC11P Exceed | 0 | AC | 11.5 | 1 | 0 | Single port.
OpConnect | IC80 | IC80 | AC | 19.2 | 1 | -1 | Single Port NRTL Listed as EX-1193-1
OpConnect | IC80-40 | IC80 | AC | 9.6 | 1 | -1 | Single Port NRTL Listed as EX-1193-1
OpConnect | OC-IC3-32AH | 0 | AC | 7.2 | 1 | -1 | Single Port, Standalone network capability
OpConnect | OC-SC3-32AN | 0 | AC | 7.7 | 1 | -1 | Single Port, Standalone network capability
OpConnect | SC80 | SC80 | AC | 19.2 | 1 | -1 | Single Port NRTL Listed as EX-1193-3
OpConnect | SC80-40 | SC80 | AC | 9.6 | 1 | -1 | Single Port NRTL Listed as EX-1193-3
PowerCharge | PC-E80-C-03 | P80 GW | AC | 19.2 | 1 | 1 | Single port.
PowerCharge | PC-E80-C-04 | P80 NGW | AC | 19.2 | 1 | 1 | Single port.
PowerCharge | PC-E48-C-02 | PC48 GW | AC | 11.52 | 1 | 1 | Single port.
PowerCharge | PC-E48-C-04 | PC48NGW | AC | 11.52 | 1 | 1 | Single port.
PowerFlex Systems | EX-1193-M | IC 80A Gen2 | AC | 19.2 | 1 | 1 | Single port.
PowerFlex Systems | EX-1193-M-40 | IC 80A Gen2 | AC | 9.6 | 1 | 1 | Single port.
PowerFlex Systems | JNT-EVC10 (PF-JT48) | 0 | AC | 11.52 | 1 | 0 | Must acquire Nexus
PowerFlex Systems | JNT-EVC10 (PF-JT48)-40 | 0 | AC | 7.2 | 1 | 0 | Must acquire Nexus
PowerFlex Systems | W1-UC168-0MF1FR | ADV+48A / SC48 | AC | 11.6 | 1 | 1 | Single port.
PowerFlex Systems | W1-UC168-0MF1FR-32 | ADV+48A / SC48 | AC | 7.7 | 1 | 1 | Single port.
PowerFlex Systems | W1-UC168-0MF1FR-40 | ADV+48A / SC48 | AC | 9.6 | 1 | 1 | Single port.
PowerFlex Systems | W1-UC168-0MK1ER | IC 48A | AC | 11.6 | 1 | 1 | Single port.
PowerFlex Systems | W1-UC168-0MK1ER-32 | IC 48A | AC | 7.7 | 1 | 1 | Single port.
PowerFlex Systems | W1-UC168-0MK1ER-40 | IC 48A | AC | 9.6 | 1 | 1 | Single port.
PowerFlex Systems | W1-UC168-0ML1EP | IC 48A with POS | AC | 11.6 | 1 | 1 | Single port.
PowerFlex Systems | W1-UC168-0ML1EP-32 | IC 48A with POS | AC | 7.7 | 1 | 1 | Single port.
PowerFlex Systems | W1-UC168-0ML1EP-40 | IC 48A with POS | AC | 9.6 | 1 | 1 | Single port.
PowerPump | AC550 | AC550 | AC | 10 | 1 | 1 | Single Port.
PowerPump | AC550-40 | AC550 | AC | 9.6 | 1 | 1 | Single Port.
QCharge123 | QAC2-BC | Commercial Charger | AC | 19.2 | 1 | 1 | Single or dual port.
QCharge123 | QAC2-BR | Residential/Low Commercial Charger | AC | 9.6 | 1 | 1 | Single port.
RAB Lighting Inc. | EVC48 | EVC48 | AC | 11 | 1 | 1 | Single Port, Standalone network capability; OCA Full and Security certificates under software version V1.00
SARIN Energy | SES-EVC-AC48A01HW-U-***** | Deluxe Premium Commercial Charger | AC | 11.5 | 1 | -1 | Single port. This unit has been tested with Stay-N-Charge software and may be purchased with configuration to this network. However, the unit is capable of operating on any OCPP compliant network.
Siemens | 8EM13105HF141GA2 | VersiCharge AC 48A NTEP | AC | 11.5 | 1 | 0 | Single Port, Standalone network capability
Siemens | 8EM13105HF141GA2-40 | VersiCharge AC 48A NTEP-40 | AC | 9.6 | 1 | 0 | Single Port, Standalone network capability
Siemens | 8EM13155HG141GA2 | VersiCharge Blue AC 48A NTEP | AC | 11.5 | 1 | 0 | Single Port, Standalone network capability
Siemens | 8EM13155HG141GA2-40 | VersiCharge Blue AC 48A NTEP-40 | AC | 9.6 | 1 | 0 | Single Port, Standalone network capability
Siemens | VersiCharge 11.5kW 8EM1310-5CF14-0GA0 | VersiCharge | AC | 11.5 | 1 | 0 | Single Port, Standalone network capability
Siemens | VersiCharge 11.5kW 8EM1310-5CF14-1GA2 | VersiCharge | AC | 11.5 | 1 | 0 | Single Port, Standalone network capability
Siemens | VersiCharge 11.5kW 8EM1312-5CF18-0FA3 | VersiCharge | AC | 11.5 | 1 | 0 | Single Port, Standalone network capability
Siemens | VersiCharge 9.6kW 8EM1310-4CF14-0GA0 | VersiCharge | AC | 9.6 | 1 | 0 | Single Port, Standalone network capability
Siemens | VersiCharge 9.6kW 8EM1310-4CF14-1GA2 | VersiCharge | AC | 9.6 | 1 | 0 | Single Port, Standalone network capability
Siemens | VersiCharge 9.6kW 8EM1312-4CF18-0FA3 | VersiCharge | AC | 9.6 | 1 | 0 | Single Port, Standalone network capability
StarCharge | AC###AN030###### | Artemis | AC | 19.2 | 1 | 1 | Single port.
StarCharge | AC###AN030######-40 | Artemis | AC | 9.6 | 1 | 1 | Single port.
SWTCH Energy | AXLU111001/48 | AX48 | AC | 11 | 1 | 1 | Single Port, Standalone network capability; OCA Full and Security certificates under software version V1.00
SWTCH Energy | AXLU191001/80 | AX80 | AC | 19.1 | 1 | 1 | Single Port, Standalone network capability
SWTCH Energy | EX-1193-1 | SWTCH Lite-On Platinum IC3 80A | AC | 19.2 | 1 | 1 | Single Port NRTL Listed as EX-1193-1
SWTCH Energy | EX-1193-3 | SWTCH Lite-On Platinum SC3 80A | AC | 19.2 | 1 | 1 | Single Port NRTL Listed as EX-1193-3
SWTCH Energy | IC3-32A-H-A | SWTCH Lite-On Platinum IC3 | AC | 7.6 | 1 | 1 | Single Port NRTL Listed as IC3-32A-H-A
SWTCH Energy | SC3-32A-H | SWTCH Lite-On Platinum SC3 | AC | 7.6 | 1 | 1 | Single Port NRTL Listed as SC3-32A-H
Tellus Power | UP160J-#MP-### | 0 | AC | 7.2 | 1 | 0 | Dual Port, Must acquire Gateway for network connectivity
Tesla | 1457768-XY-Z | Wall Connector 3.0 | AC | 11.52 | 1 | 1 | The Tesla Wall Connector 3.0 with integrated RCD protective functions; Type A (≤30mA) and DC (6mA), meet the requirements of the product safety standard IEC 6185-1:2017, and the European installation standard HD/IEC 60364-7-722:2018, Clause § 722.531.2.101 Residual Current Protective Devices, without the need to install an external RCD protective device. The use of an external RCD protective device at the connection point can be installed, although not mandatory**. **Note: Local wiring regulations applicable to site installation will always take precedence.
Tesla | 1734412-XY-Z | Universal Wall Connector | AC | 11.52 | 1 | 1 | The Tesla Universal Wall Connector is compatible with Tesla and non-Tesla electric vehicle models. It provides up to 48A of continuous current that offers 77 km or 44 miles of range per hour of charge. It is approved for indoor and outdoor installation. The Universal Wall Connector can support AC charging for vehicles with NACS or J1772 chargeports through the use of a J1772 adapter that docks into the side of the Wall Connector.
TurnOnGreen | EVP1100-W/CPEVAC-11KW-J17-W EVP1100-WG/CPEVAC-11KW-J17-WG CPEVAC-11KW-S18-# | 0 | AC | 11.4 | 1 | 0 | Single Port
TurnOnGreen | EVP1100-W/CPEVAC-11KW-J17-W-32 EVP1100-WG/CPEVAC-11KW-J17-WG-32 CPEVAC-11KW-S18-#-32 | 0 | AC | 7.68 | 1 | 0 | Single Port
Voltpost, Inc. | Voltpost Air Pole Mount | Voltpost Air | AC | 9.6 | 1 | 0 | Single port, Must acquire Gateway for network connectivity
Wallbox | PUP1-#-1-5-#-### / PUP2-#-1-5-#-### | Pulsar Plus | AC | 9.6 | 1 | 0 | Single Port
Xiamen Topstar Co., LTD | TSEA240V/32AUS | TSEA240V/##AUS | AC | 7.6 | 1 | 1 | Single port.
Xiamen Topstar Co., LTD | TSEA240V/40AUS | TSEA240V/##AUS | AC | 9.6 | 1 | 1 | Single port.
Xiamen Topstar Co., LTD | TSEA240V/48AUS | TSEA240V/##AUS | AC | 11.5 | 1 | 1 | Single port.
Xiamen Topstar Co., LTD | TSEA240V/80AUS | TSEA240V/##AUS | AC | 19.2 | 1 | 1 | Single port.
Xiamen Topstar Co., LTD | TSED240V/32A2US | TSED240V/##A2US | AC | 7.6 | 1 | 1 | Dual port.
Xiamen Topstar Co., LTD | TSED240V/40A2US | TSED240V/##A2US | AC | 9.6 | 1 | 1 | Dual port.
Xiamen Topstar Co., LTD | TSED240V/48A2US | TSED240V/##A2US | AC | 11.5 | 1 | 1 | Dual port.
Xiamen Topstar Co., LTD | TSED240V/80A2US | TSED240V/##A2US | AC | 19.2 | 1 | 1 | Dual port.
Zerova | AXLU111001/ AX48 | AX48 | AC | 11 | 1 | 1 | Single Port, Standalone network capability; OCA Full and Security certificates under software version V1.00
Zerova | AXLU191001/ AX80 | AX80 | AC | 19.1 | 1 | 1 | Single Port, Standalone network capability

## Portland General Electric (hidden)
Portland General Electric
Updated February 6, 2026
These Chargers and Networks meet the program requirements established by Portland General Electric.
AC Equipment | [6 empty] | DC Equipment | [6 empty] | Networks
Brand | Model Number | Model Name | Type | Max Power (kW) | Date Vetted | Notes | Brand | Model Number | Model Name | Type | Max Power (kW) | Date Vetted | Notes | Brand | Network | Date Vetted | Notes
AISPEX Inc. | Gold-48 | Commercial L2 Charger | AC | 11.5 | 2023-04-26 | 0 | ABB | A400 | A400 | DC | 400 | 2024-09-19 | Dual port. | ABM eMobility | ABM eMobility Network | 2023-10-19 | 0
ATG Electronics | ATG-C01-40A | Commercial EV Charger | AC | 9.6 | 2024-07-01 | Single port | ABB | C50S#NA### | C50 | DC | 50 | 2025-08-08 | Dual port. | AmpControl Technologies, inc. | AmpControl | 2024-12-11 | 0
ATG Electronics | ATG-C01-48A | Commercial EV Charger | AC | 11.5 | 2024-07-01 | Single port | ABB | HVC 150-C | HVC-C | DC | 150 | 2022-12-01 | The HVC150-C is a depot style charger that can have up to 3 CCS1 depot boxes charging sequentially. | AmpUp | AmpUp | 2023-04-26 | 0
Atom Power | Purpl 48A | Purpl 48A | AC | 11.5 | 2022-08-10 | 0 | ABB | HVC200-4D/2D | HVC-C | DC | 200 | 2024-07-01 | Each power level can connect to a max of 4 Charging Interfaces (Ports). Each of which may be a CCS1 or Pantographs. NRTL certficate covers the pantograph for the product as well. | Atom Power | Atom Power Network | 2022-08-10 | 0
Atom Power | Purpl 80A | Purpl 80A | AC | 19.2 | 2023-04-28 | 0 | ABB | HVC300-4D/2D | HVC-C | DC | 300 | 2024-07-01 | Each power level can connect to a max of 4 Charging Interfaces (Ports). Each of which may be a CCS1 or Pantographs. NRTL certficate covers the pantograph for the product as well. | Autel | Autel Cloud | 2023-04-28 | OCPP Full certificate for software version 2.0.105
Autel | AC W12-L-4G | AC Elite | AC | 12 | 2023-04-28 | Single Port ; OCPP Full Certificate with software version V1.13.97 | ABB | HVC360-4D/2D | HVC-C | DC | 360 | 2024-07-01 | Each power level can connect to a max of 4 Charging Interfaces (Ports). Each of which may be a CCS1 or Pantographs. NRTL certficate covers the pantograph for the product as well. | Blink | Blink Network | 2020-12-18 | 0
Autel | MAXI US AC LW10-N14 | AC Lite | AC | 9.6 | 2025-05-28 | Single port. NEMA 14-50 plug. Separate holster. | ABB | Terra 124 ### | Terra 124 ### | DC | 120 | 2022-05-13 | Available with 1 or 2 CCS1, CCS2 or CHAdeMO connectors | BP Pulse | BP Pulse Network | 2023-09-12 | 0
Autel | MAXI US AC LW12 | AC Lite | AC | 12 | 2025-05-28 | Single port. NEMA 14-50 plug. Separate holster. | ABB | Terra 184 ### | Terra 184 ### | DC | 180 | 2022-12-01 | Available with 1 or 2 CCS1, CCS2 or CHAdeMO connectors | Buzze Inc. | Buzze | 2024-12-03 | 0
Autel | MAXI US AC W10-N14 | AC Elite Home | AC | 9.6 | 2025-05-28 | Single port. NEMA 14-50 plug. Separate holster. | ABB | Terra 24 DC Wallbox | Terra DC Wallbox | DC | 24 | 2022-05-13 | 1x CCS1 connector 1x CHAdeMO connector | Camber | Proterra Network | 2023-05-30 | 0
Autel | MAXI US AC W10-N14-H | AC Elite Home | AC | 9.6 | 2025-05-28 | Single port. NEMA 14-50 plug. Separate holster. | ABB | Terra 54 | Terra 54 UL | DC | 50 | 2024-07-01 | 1x CCS1 connector 1x CHAdeMO connector | ChargePoint | ChargePoint Network | 2020-12-18 | 0
Autel | MAXI US AC W10-N6 | AC Elite Home | AC | 9.6 | 2025-05-28 | Single port. NEMA 14-50 plug. Separate holster. | ABB | Terra 94 ### | Terra 94 ### | DC | 90 | 2022-05-13 | Available with 1 or 2 CCS1, CCS2 or CHAdeMO connectors | Charli Charging | Charli Charging | 2024-07-31 | 0
Autel | MAXI US AC W10-N6-H | AC Elite Home | AC | 9.6 | 2025-05-28 | Single port. NEMA 14-50 plug. Separate holster. | ABB | Terra HP 175 | Terra HP | DC | 175 | 2022-12-01 | Modular system using liquid-cooled cables, 1x CCS1 connector and 1x CHAdeMO connector per dispenser | Detroit eFill | Detroit eFill Network | 2022-10-17 | 0
Autel | MAXI US AC W12 | AC Elite Home | AC | 12 | 2025-05-28 | Single port. NEMA 14-50 plug. Separate holster. | ABB | Terra HP 350 | Terra HP | DC | 350 | 2024-07-01 | Modular system using liquid-cooled cables, 1x CCS1 connector and 1x CHAdeMO connector per dispenser | DynaChrg | DynaChrg | 2025-06-20 | 0
Autel | MAXI US AC W12-H | AC Elite Home | AC | 12 | 2025-05-28 | Single port. NEMA 14-50 plug. Separate holster. | ABM eMobility | (2) 6AGC067631 - (1) 6AGC101327 | ABM Terra HP 350 | DC | 350 | 2024-07-01 | Modular system using liquid-cooled cables, 1x CCS1 connector and 1x CHAdeMO connector per dispenser | Eaton | Eaton Network | 2023-06-28 | 0
Autel | Maxi UW19C002 | MaxiCharger AC Pro 80A | AC | 19.2 | 2023-09-24 | Single port. | ABM eMobility | (2) 6AGC067632 - (2) 6AGC101327 | ABM Terra HP 350 | DC | 350 | 2024-07-01 | Modular system using liquid-cooled cables, 1x CCS1 connector and 1x CHAdeMO connector per dispenser | ENERGY5 | ENERGY5 | 2025-01-29 | 0
Autel | Maxi UW19CJ02 | MaxiCharger AC 80A | AC | 19.2 | 2023-09-24 | Single port. | ABM eMobility | 6AGC079381- DCWB22 C SP | ABM Terra 24 DC Wallbox | DC | 24 | 2024-07-01 | 1x CCS1 connector 1x CHAdeMO connector | Epic Charging | Epic Charging | 2025-08-06 | 0
Autel | Maxi UW19L002 | MaxiCharger AC Pro 80A | AC | 19.2 | 2023-09-24 | Single port. | ABM eMobility | 6AGC081364 - DCWB22 C 3P | ABM Terra 24 DC Wallbox | DC | 24 | 2024-07-01 | 1x CCS1 connector 1x CHAdeMO connector | EV Connect | EVConnect | 2020-12-18 | 0
Autel | Maxi UW19LB02 | MaxiCharger AC 80A | AC | 19.2 | 2023-09-24 | Single port. | ABM eMobility | 6AGC085478 - T124 CJ HC | ABM Terra 124 ### | DC | 120 | 2024-07-01 | Available with 1 or 2 CCS1, CCS2 or CHAdeMO connectors | EVCHRON | 0 | 2024-09-19 | 0
Autel | Maxi UW19LJ02 | MaxiCharger AC 80A | AC | 19.2 | 2023-09-24 | Single port. | ABM eMobility | 6AGC085481 - T124 CC HC | ABM Terra 124 ### | DC | 120 | 2024-07-01 | Available with 1 or 2 CCS1, CCS2 or CHAdeMO connectors | EverCharge | EverCharge Network | 2023-04-11 | 0
Autel | UF####001 | AC Ultra | AC | 19.2 | 2024-07-01 | Single Port or Dual Port. No credit card reader | ABM eMobility | 6AGC100820 - T184 CC HC | ABM Terra 184 ### | DC | 180 | 2024-07-01 | Available with 1 or 2 CCS1, CCS2 or CHAdeMO connectors | EVGateway | EVGateway Network | 2022-07-11 | 0
Autel | UF####101 | AC Ultra | AC | 19.2 | 2023-04-28 | Single Port or Dual Port | ABM eMobility | 6AGC101315 - T184 CJ HC | ABM Terra 184 ### | DC | 180 | 2024-07-01 | Available with 1 or 2 CCS1, CCS2 or CHAdeMO connectors | EVPassport | EVPassport Network | 2022-10-24 | 0
Autel | UW12-J0610CA0002 | MaxiCharger AC Single | AC | 12 | 2025-05-28 | Single port. | ABM eMobility | 6AGC107314 - DCWB22 CJ SP | ABM Terra 24 DC Wallbox | DC | 24 | 2024-07-01 | 1x CCS1 connector 1x CHAdeMO connector | FLASH | FLASH Network | 2023-07-10 | 0
Autel | UW12-J0650CA0002 | MaxiCharger AC Single | AC | 12 | 2025-05-28 | Single port. | ABM eMobility | 6AGC107315 - DCWB22 CJ 3P | ABM Terra 24 DC Wallbox | DC | 24 | 2024-07-01 | 1x CCS1 connector 1x CHAdeMO connector | Flipturn | Flipturn | 2024-07-24 | 0
Blink | 780 | Series 7 ISO Single | AC | 19.2 | 2022-06-22 | Single port. | ABM eMobility | 6AGC112873-T184 CJ HC + CCR | ABM Terra 184 ### | DC | 180 | 2024-07-01 | Available with 1 or 2 CCS1, CCS2 or CHAdeMO connectors | FLO | FLO Network | 2022-10-24 | 0
Blink | 01-0202 (MQ 200) | MQ 200 | AC | 12 | 2024-07-01 | Single Port; NRTL listed as LiteOn MQW2-50C-M2-R#-#-23 and HQW2-50C-#-N#-#-23 | ABM eMobility | 6AGC112876 - T184 CC HC + CCR | ABM Terra 184 ### | DC | 180 | 2024-07-01 | Available with 1 or 2 CCS1, CCS2 or CHAdeMO connectors | Ford Pro Charging | Ford Pro | 2023-08-21 | 0
Blink | 780 (40A) | Series 7 ISO (Enhanced) | AC | 9.6 | 2024-07-01 | Dual Port, Standalone network capability | ABM eMobility | 6AGC112949 - T124 CJ HC + CCR | ABM Terra 124 ### | DC | 120 | 2024-07-01 | Available with 1 or 2 CCS1, CCS2 or CHAdeMO connectors | InCharge | In-Control Network | 2023-03-20 | 0
Blink | 780 (48A) | Series 7 ISO (Enhanced) | AC | 11.52 | 2024-07-01 | Dual Port, Standalone network capability | ABM eMobility | 6AGC112997 - T124 CC HC + CCR | ABM Terra 124 ### | DC | 120 | 2024-07-01 | Available with 1 or 2 CCS1, CCS2 or CHAdeMO connectors | InductEV | InductEV Network | 2024-07-01 | 0
Blink | 780 Series | Series 7 ISO Plus | AC | 19.2 | 2022-06-22 | Dual Port, Standalone network capability | Alpitronic | HYC400-1 | Hypercharger | DC | 100 | 2024-07-01 | 1-4 Ports | Lynkwell | ViaLynk | 2023-06-08 | 0
Blink | 880 (40A) | Series 8 ISO (Enhanced) | AC | 9.6 | 2024-07-01 | Single or dual Port, Standalone network capability | Alpitronic | HYC400-2 | Hypercharger | DC | 200 | 2024-07-01 | 1-4 Ports | Monta | Monta | 2024-11-21 | 0
Blink | 880 (48A) | Series 8 ISO (Enhanced) | AC | 11.52 | 2021-11-29 | Dual Port, Standalone network capability | Alpitronic | HYC400-3 | Hypercharger | DC | 300 | 2024-07-01 | 1-4 Ports | Nuvve | Nuvve Network | 2022-08-10 | 0
Blink | 880 (80A) | Series 8 ISO Plus | AC | 19.2 | 2024-07-01 | Dual Port, Standalone network capability | Alpitronic | HYC400-4 | Hypercharger | DC | 400 | 2024-07-01 | 1-4 Ports | OpConnect | OpConnect Network | 2022-02-21 | 0
Blink | IQW2-80U-M1-R2-N-25 (Advanced-LTE) Part Number 01-0207-LTE (IQ 200 Advanced) | IQ 200 Advanced | AC | 19.2 | 2022-09-27 | Single Port | Alpitronic | HYC50 | Hypercharger | DC | 50 | 2024-07-01 | 1-2 Ports | PowerPump | PowerPump | 2024-01-02 | 0
Blink | IQW2-80U-M3-R3-N-25 (Advanced- LTE- W) Part Number 01-0207-LTE | IQ 200 Advanced | AC | 19.2 | 2022-09-27 | Single Port | Autel | DC Compact - UW040A2501 | DC Compact | DC | 40 | 2024-07-01 | Dual Port. | Shell Recharge | Shell Recharge Network | 2022-10-24 | 0
breezEV | EVC-L2-48A-L1-1-4G-D-AU-L-# | SMART CONNECTED LEVEL 2 EV CHARGING STATION | AC | 11.2 | 2023-04-26 | 48A Max Charger, Screen, RFID, 4G Cellular, Wall-Mount, AmpUp LITE Plan, # determines plan length | Autel | DC HiPower | DC HiPower | DC | 640 | 2024-07-01 | The DC HiPower has a power cabinet with dispenser set up. It comes in 320, 480, or 640kW options and can be purchased with 2, 4, 6, or 8 ports depending on the number of dispensers. | SWTCH Energy | SWTCH | 2024-04-11 | 0
breezEV | EVC-L2-P80-18-AP# | P80 - 80AMP Level 2 Charger | AC | 19.2 | 2024-08-02 | Single port. Last character denotes years of AmpUp Pro Software included | Autel | MaxiCharger DH480 | MaxiCharger DH480 | DC | 480 | 2025-09-24 | Dual or quad port. | TurnOnGreen | TurnOnGreen Network | 2023-05-03 | 0
BTC Power | EVP-2001-32-# | L2W-32-240-##-### | AC | 7.68 | 2024-07-12 | Single port. BTC Power Hardware is network/backend agnostic, but also provide our own basic network option if needed | Autel | MaxiCharger DH400 | MaxiCharger DH400 | DC | 400 | 2025-10-10 | Dual or quad port. | Wevo Energy | Wevo Energy | 2024-09-27 | 0
BTC Power | EVP-2001-48-# | L2W-48-240-##-### | AC | 11.52 | 2024-07-12 | Single port. BTC Power Hardware is network/backend agnostic, but also provide our own basic network option if needed | Autel | MaxiCharger DH360 | MaxiCharger DH360 | DC | 360 | 2025-10-10 | Dual or quad port. | Xeal | Xeal Network | 2023-07-07 | 0
BTC Power | EVP-2001-80-# | L2W-80-240-##-### | AC | 19.2 | 2024-07-12 | Single port. BTC Power Hardware is network/backend agnostic, but also provide our own basic network option if needed | Autel | MaxiCharger DH300 | MaxiCharger DH300 | DC | 300 | 2025-10-10 | Dual or quad port.
BTC Power | EVP-2002-32-# | L2P-32-240-##-### | AC | 7.68 | 2024-07-12 | Dual port. BTC Power Hardware is network/backend agnostic, but also provide our own basic network option if needed | Autel | UF060A3001 | Maxicharger DC Fast 60kW | DC | 60 | 2023-04-28 | Single or dual port
BTC Power | EVP-2002-48-# | L2P-48-240-##-### | AC | 11.52 | 2024-07-12 | Dual port. BTC Power Hardware is network/backend agnostic, but also provide our own basic network option if needed | Autel | UF080A3001 | Maxicharger DC Fast 80kW | DC | 80 | 2023-04-28 | Single or dual port
BTC Power | EVP-2002-80-# | L2P-80-240-##-### | AC | 19.2 | 2024-07-12 | Dual port. BTC Power Hardware is network/backend agnostic, but also provide our own basic network option if needed | Autel | UF100A3001 | Maxicharger DC Fast 100kW | DC | 100 | 2023-04-28 | Single or dual port
ChargePoint | CP6####-50A-L## | 6000 Series | AC | 12 | 2024-07-01 | CP6000 family, NA, AC Station, 1 or 2 x Type 1 Cable, 50A or 80A, 1-Phase, 18' or 23' Cable, 6' or 8' Cable Management Kit, Pedestal or Wall Mount, 8" Touch Display, Contactless Credit Card and RFID Reader, Cellular/Wi-Fi, UL, Power Share Jumper, 1YR Parts Warranty, Optional credit card reader | Autel | UF120A3001 | Maxicharger DC Fast 120kW | DC | 120 | 2023-04-28 | Single or dual port
ChargePoint | CP6####-80A-L## | 6000 Series | AC | 19.2 | 2024-07-01 | CP6000 family, NA, AC Station, 1 or 2 x Type 1 Cable, 50A or 80A, 1-Phase, 18' or 23' Cable, 6' or 8' Cable Management Kit, Pedestal or Wall Mount, 8" Touch Display, Contactless Credit Card and RFID Reader, Cellular/Wi-Fi, UL, Power Share Jumper, 1YR Parts Warranty, Optional credit card reader | Autel | UF140A4001 | Maxicharger DC Fast 140kW | DC | 140 | 2023-04-28 | Single or dual port
ChargePoint | CPF50- L##-****** | CPF50 | AC | 12 | 2020-12-18 | CPF50 family, Single or Dual Port, Pedestal or Wall Mount, 50A, Type 1, Cable 18' or 23', Single Phase Charger, Cable Management Kit optional | Autel | UF160A4001 | Maxicharger DC Fast 160kW | DC | 160 | 2023-04-28 | Single or dual port
ChargePoint | CT40##-GW1-*****## | CT4000 | AC | 7.2 | 2024-07-01 | CT4000 family, NA, AC Station, 1 or 2 x Type 1 Cable, 30A, 1-Phase, 18' or 23' Cable, 6' or 8' Cable Management Kit, Pedestal or Wall Mount, 5.7" Display, Contactless Credit Card and RFID Reader | Autel | UF180A4001 | Maxicharger DC Fast 180kW | DC | 180 | 2023-04-28 | Single or dual port
ChargeSmart EV | CSEV-AC-#P | 0 | AC | 19.2 | 2025-05-27 | Single Port or Dual Port. No credit card reader | Autel | UF200A4001 | Maxicharger DC Fast 200kW | DC | 200 | 2023-04-28 | Single or dual port
ChargeTronix | UP160J-#MP-### | UP160J | AC | 7.2 | 2024-07-19 | Dual Port, Must acquire Gateway for network connectivity | Autel | UF220A4001 | Maxicharger DC Fast 220kW | DC | 220 | 2023-04-28 | Single or dual port
ChargeTronix | UP80J-#MP-### | UP80J | AC | 7.2 | 2024-07-19 | Single Port, Must acquire Gateway for network connectivity | Autel | UF240A4001 | Maxicharger DC Fast 240kW | DC | 240 | 2023-04-28 | Single or dual port
Chargie | CH-L-48-PRA-1-18 | 0 | AC | 11.52 | 2024-07-01 | 0 | Blink | 9100 | Series 9 | DC | 40 | 2025-08-18 | Single port.
Chargie | CH-L-48-PRA-1-18-32 | 0 | AC | 7.68 | 2024-07-01 | 0 | Blink | 01-0561 | Blink 30kW | DC | 30 | 2025-02-06 | Single Port ; CCS1 or CHAdeMO or NACS
Chargie | CH-L-48-PRA-1-18-40 | 0 | AC | 9.6 | 2024-07-01 | 0 | Blink | 01-0562 | Blink 60kW | DC | 60 | 2025-02-06 | Dual Port ; either 2 x CCS or 1x CCS + 1x CHAdeMO or or 1x CCS + 1x NACS or 2 x NACS
Chargie | CH-L-48-PRA-1-25 | 0 | AC | 11.52 | 2024-07-01 | 0 | Blink | 01-0568 | Blink 300kW | DC | 300 | 2025-02-06 | Dual Port ; either 2 x CCS or 1x CCS + 1x CHAdeMO or or 1x CCS + 1x NACS or 2 x NACS
Chargie | CH-L-48-PRA-1-25-32 | 0 | AC | 7.68 | 2024-07-01 | 0 | Blink | 01-0569 | Blink 360kW | DC | 360 | 2025-02-06 | Dual Port ; either 2 x CCS or 1x CCS + 1x CHAdeMO or or 1x CCS + 1x NACS or 2 x NACS
Chargie | CH-L-48-PRA-1-25-40 | 0 | AC | 9.6 | 2024-07-01 | 0 | Blink | 01-0577 | Blink 120kW | DC | 120 | 2025-02-06 | Dual Port ; either 2 x CCS or 1x CCS + 1x CHAdeMO or or 1x CCS + 1x NACS or 2 x NACS
Chargie | CH-L-48-PRAC-1-18 | 0 | AC | 11.52 | 2024-07-01 | 0 | Blink | 01-0578 | Blink 180kW | DC | 180 | 2025-02-06 | Dual Port ; either 2 x CCS or 1x CCS + 1x CHAdeMO or or 1x CCS + 1x NACS or 2 x NACS
Chargie | CH-L-48-PRAC-1-18-32 | 0 | AC | 7.68 | 2024-07-01 | 0 | Blink | 01-0581 | Blink 240kW | DC | 240 | 2025-02-06 | Dual Port ; either 2 x CCS or 1x CCS + 1x CHAdeMO or or 1x CCS + 1x NACS or 2 x NACS
Chargie | CH-L-48-PRAC-1-18-40 | 0 | AC | 9.6 | 2024-07-01 | 0 | Blink | 200-000320-A | Blink 200kW | DC | 200 | 2025-02-06 | Dual Port ; either 2 x CCS or 1x CCS + 1x CHAdeMO or or 1x CCS + 1x NACS or 2 x NACS
Chargie | CH-L-48-PRAC-1-25 | 0 | AC | 11.52 | 2024-07-01 | 0 | Blink | C50####### C80####### | C-Series | DC | 600 | 2024-12-16 | Up to 8 ports. Kempower Power Unit supplies DC power to various distributed dispenser ouputs including but not limited to the Kempower Satellite (offers single or dual port configurations), the Kempower Liquid Cooled Satellite, etc.. Details about qualifications relevant to each variant is detailed in the corresponding notes section.
Chargie | CH-L-48-PRAC-1-25-32 | 0 | AC | 7.68 | 2024-07-01 | 0 | BorgWarner | RES-DCVC125-480 | EV DC Fast Charging Power Conversion System (PCS) 125kW | DC | 125 | 2022-05-13 | Power Cabinet, Firmware 603/0A16, Checksum A6AB
Chargie | CH-L-48-PRAC-1-25-40 | 0 | AC | 9.6 | 2024-07-01 | 0 | BorgWarner | RES-DCVC125-480-V2G | EV DC Fast Charging Power Conversion System (PCS) 125kW | DC V2G | 125 | 2022-05-13 | Power Cabinet, Firmware 603/0A16, Checksum A6AB Approved dispensers are RES-D2-CS20, 1x CCS1 connector and RES-D3-CS20, 1x CCS1 connector
Chargie | CH-L-48-PRACT-1-18 | 0 | AC | 11.52 | 2024-07-01 | 0 | BorgWarner | RES-DCVC60-480 | EV DC Fast Charging Power Conversion System (PCS) 125kW | DC | 60 | 2022-05-13 | Approved dispensers are RES-D2-CS20, 1x CCS1 connector and RES-D3-CS20, 1x CCS1 connector
Chargie | CH-L-48-PRACT-1-18-32 | 0 | AC | 7.68 | 2024-07-01 | 0 | BorgWarner | RES-DCVC60-480-V2G | EV DC Fast Charging Power Conversion System (PCS) 125kW | DC V2G | 60 | 2022-05-13 | Approved dispensers are RES-D2-CS20-V2G, 1x CCS1 connector and RES-D3-CS20-V2G, 1x CCS1 connector
Chargie | CH-L-48-PRACT-1-18-40 | 0 | AC | 9.6 | 2024-07-01 | 0 | BTC Power | HPCD6-500-05-005 | 0 | DC | 360 | 2024-12-19 | Can power up to 4 dual port Fleet Dispensers to 1 Power Cabinet and charge sequentially. can charge up to 8 vehicles sequentially as a result.
Chargie | CH-L-48-PRACT-1-25 | 0 | AC | 11.52 | 2024-07-01 | 0 | BTC Power | HPCD7-350-###-01# | Gen4 Public Dispenser | DC | 360 | 2025-11-12 | BTC Power Hardware is network/backend agnostic, but also provide our own basic network option if needed
Chargie | CH-L-48-PRACT-1-25-32 | 0 | AC | 7.68 | 2024-07-01 | 0 | BTC Power | HPCT3-###-480-# / HPCD7-500-###-01# | Gen4 Public Dispenser | DC | 360 | 2024-07-12 | BTC Power Hardware is network/backend agnostic, but also provide our own basic network option if needed
Chargie | CH-L-48-PRACT-1-25-40 | 0 | AC | 9.6 | 2024-07-01 | 0 | Camber | PC-060-PI | 0 | DC | 60 | 2024-07-01 | Power Cabinet. Vetted dispensers are NBDI2000U,NBDI3000U. 1x CCS1 connector or 1x CHAdeMO connector.
Chargie | CH-L-48-PRAT-1-18 | 0 | AC | 11.52 | 2024-07-01 | 0 | Camber | PC-120-PI | 0 | DC | 120 | 2024-07-01 | Power Cabinet. Vetted dispensers are NBDI2000U,NBDI3000U. 1x CCS1 connector or 1x CHAdeMO connector.
Chargie | CH-L-48-PRAT-1-18-32 | 0 | AC | 7.68 | 2024-07-01 | 0 | Camber | PC-150-PI | 0 | DC | 150 | 2024-07-01 | Power Cabinet. Vetted dispenser is NBDI2000U,NBDI3000U. Available with 1 or 2 CCS1 or CHAdeMo connectors.
Chargie | CH-L-48-PRAT-1-18-40 | 0 | AC | 9.6 | 2024-07-01 | 0 | Camber | PC-180-PI | 0 | DC | 180 | 2024-07-01 | Power Cabinet. Vetted dispenser is NBDI2000U,NBDI3000U. Available with 1 or 2 CCS1 or CHAdeMo connectors.
Chargie | CH-L-48-PRAT-1-25 | 0 | AC | 11.52 | 2024-07-01 | 0 | CENNTRO | DCC190C190 | DC Electric Vehicle Charging Station | DC | 180 | 2024-10-04 | Dual port.
Chargie | CH-L-48-PRAT-1-25-32 | 0 | AC | 7.68 | 2024-07-01 | 0 | CHAEVI | CV-3FD120P-IUL3 | SONIC (120kW) (3 Phase, 3 Wire) | DC | 120 | 2025-09-23 | Dual port. Stand-Alone Equipment 120,150,180kW Serial-UL listed. Dynamic Load Balancing Available. NACS Cable Adaptable
Chargie | CH-L-48-PRAT-1-25-40 | 0 | AC | 9.6 | 2024-07-01 | 0 | CHAEVI | CV-3FD150P-IUL3 | SONIC (150kW) (3 Phase, 3 Wire) | DC | 150 | 2025-09-23 | Dual port. Stand-Alone Equipment 120,150,180kW Serial-UL listed. Dynamic Load Balancing Available. NACS Cable Adaptable
CyberSwitching | CSE4-4G-BL | CSE4 | AC | 11.5 | 2025-11-06 | Single Port | CHAEVI | CV-3FD180P-IUL3 | SONIC (180kW) (3 Phase, 3 Wire) | DC | 180 | 2025-09-23 | Dual port. Stand-Alone Equipment 120,150,180kW Serial-UL listed. Dynamic Load Balancing Available. NACS Cable Adaptable
CyberSwitching | CSE1-4G-BL | CSE1 | AC | 11.5 | 2023-04-26 | Single Port | CHAEVI | CV-3FD120P-IUL | SONIC (120kW) (3 Phase, 4 Wire) | DC | 120 | 2024-07-01 | Dual port. Stand-Alone Equipment 120,150,180kW Serial-UL listed. Dynamic Load Balancing Available. NACS Cable Adaptable
CyberSwitching | CSE1-4G-BL-40 | CSE1 | AC | 7.5 | 2023-04-26 | Single Port | CHAEVI | CV-3FD150P-IUL | SONIC (150kW) (3 Phase, 4 Wire) | DC | 150 | 2024-07-01 | Dual port. Stand-Alone Equipment 120,150,180kW Serial-UL listed. Dynamic Load Balancing Available. NACS Cable Adaptable
CyberSwitching | CSE1-WIFI-BL | CSE1 | AC | 11.5 | 2023-04-26 | Single Port | CHAEVI | CV-3FD180P-IUL | SONIC (180kW) (3 Phase, 4 Wire) | DC | 180 | 2024-07-01 | Dual port. Stand-Alone Equipment 120,150,180kW Serial-UL listed. Dynamic Load Balancing Available. NACS Cable Adaptable
DynaChrg | EVJ002 | EVJ002 | AC | 19.2 | 2025-06-20 | Single port. 48 amps and 80 amps | CHAEVI | CV-3UD403P-NCC3 (CCS1/CCS1) | SUPERSONIC | DC | 400 | 2024-12-11 | All-in-One Equipment - UL, CTEP listed - Dynamic Load Balancing Available - CCS/NACS Cable
DynaChrg | EVJ005 | EVJ005 | AC | 11.5 | 2025-06-20 | Dual port, each simultaneously 48 amps | CHAEVI | CV-3UD403P-NCN3 (CCS1/NACS) | SUPERSONIC | DC | 400 | 2025-09-12 | All-in-One Equipment - UL, CTEP listed - Dynamic Load Balancing Available - CCS/NACS Cable
Eaton | CP6####-50A-L##-ETN | 6000 Series | AC | 12 | 2025-07-22 | CP6000 family, NA, AC Station, 1 or 2 x Type 1 Cable, 50A or 80A, 1-Phase, 18' or 23' Cable, 6' or 8' Cable Management Kit, Pedestal or Wall Mount, 8" Touch Display, Contactless Credit Card and RFID Reader, Cellular/Wi-Fi, UL, Power Share Jumper, 1YR Parts Warranty, Optional credit card reader | CHAEVI | DCV-3FD120-ICN | DUOCONIC (120kW) | DC | 120 | 2024-07-01 | Dual port. Stand-Alone Equipment 120,150,180kW Serial-UL listed. Dynamic Load Balancing Available
Eaton | CP6####-80A-L##-ETN | 6000 Series | AC | 19.2 | 2025-07-22 | CP6000 family, NA, AC Station, 1 or 2 x Type 1 Cable, 50A or 80A, 1-Phase, 18' or 23' Cable, 6' or 8' Cable Management Kit, Pedestal or Wall Mount, 8" Touch Display, Contactless Credit Card and RFID Reader, Cellular/Wi-Fi, UL, Power Share Jumper, 1YR Parts Warranty, Optional credit card reader | CHAEVI | DCV-3FD150-ICN | DUOCONIC (150kW) | DC | 150 | 2024-07-01 | Dual port. Stand-Alone Equipment 120,150,180kW Serial-UL listed. Dynamic Load Balancing Available
Eaton | CPF50- L##-******-ETN | CPF50 | AC | 12 | 2025-07-22 | CPF50 family, Single or Dual Port, Pedestal or Wall Mount, 50A, Type 1, Cable 18' or 23', Single Phase Charger, Cable Management Kit optional | CHAEVI | DCV-3FD180-ICN | DUOCONIC (180kW) | DC | 180 | 2024-07-01 | Dual port. Stand-Alone Equipment 120,150,180kW Serial-UL listed. Dynamic Load Balancing Available
Eaton | CT40##-GW1-*****##-ETN | CT4000 | AC | 7.2 | 2025-07-22 | CT4000 family, NA, AC Station, 1 or 2 x Type 1 Cable, 30A, 1-Phase, 18' or 23' Cable, 6' or 8' Cable Management Kit, Pedestal or Wall Mount, 5.7" Display, Contactless Credit Card and RFID Reader | Charge America | MCS1200 | MCS 4x16 Power Cabinet | DC | 1200 | 2024-07-01 | Allows 5 CCS and 1 MCS connector as well as de-rated configuration with 1, 2, … 5 CCS ports and 0 or 1 MCS port (subject for additional certification)
Eaton | GMEV32BAB-DC / GMEV32BR-DC / GMEV32BAB-JB / GMEV32BR-JB / GMEV32BR-WC / GMEV32BR-WCPL GMEV32XXX-XXXX | Green Motion EV Charger | AC | 7.7 | 2024-07-01 | 0 | ChargePoint | CPE250C-625-CCS1-200A-**** | Express 250 | DC | 62.5 | 2022-04-26 | ChargePoint Express 250 Station (62.5 kW) - includes Express 250 Station, 2x Power Modules, 1x CCS1 200A cable, 1x CHAdeMO cable or NACS, North America Modem/SIM, cUL and UL listed, requires CPE250-CMT-IMPERIAL in US, CPE250-CMT-METRIC in Canada. CPE250-CMT-IMPERIAL/METRIC not included. FWHA and FTA compliant models available as well as with integrated EMV Chip Reader terminal.
Eaton | GMEV40CIE1B-WC/ GMEV40CIC1B-WC | Green Motion EV Charger | AC | 9.6 | 2024-07-01 | 0 | ChargePoint | CPE280-800-NA | Express 280 DC Fast Charging Station | DC | 160 | 2024-07-01 | [Paired Unit] ChargePoint Express 280 Station (80 kW) - includes Express 280 Station, 2x Power Modules, 1 or 2 connectors including CCS1, CHAdeMO, NACS. North America Modem/SIM, cUL and UL listed, FWHA and FTA compliant models available.
Eaton | GMEV40CME1B-WC/ GMEV40CMC1B-WC/ GMEV40CMX1B-WC | Green Motion EV Charger | AC | 9.6 | 2023-06-28 | 0 | ChargePoint | CPE280-800-NA | Express 280 DC Fast Charging Station | DC | 80 | 2024-07-01 | [Single Unit] ChargePoint Express 280 Station (80 kW) - includes Express 280 Station, 2x Power Modules, 1 or 2 connectors including CCS1, CHAdeMO, NACS. North America Modem/SIM, cUL and UL listed, FWHA and FTA compliant models available.
Eaton | GMEV48CMC1-WC | Green Motion Building Pro | AC | 11.5 | 2024-07-01 | Single port. | ChargePoint | CPE280-800-NA-CHIP | Express 280 DC Fast Charging Station | DC | 160 | 2024-07-01 | [Paired Unit, Credit Card Reader sku] ChargePoint Express 280 Station (80 kW) - includes Express 280 Station, 2x Power Modules, 1 or 2 connectors including CCS1, CHAdeMO, NACS. North America Modem/SIM, cUL and UL listed, FWHA and FTA compliant models available.
Eaton | GMEV48CME1-WC | Green Motion Building Pro | AC | 11.5 | 2024-07-01 | Single port. | ChargePoint | CPE280-800-NA-CHIP | Express 280 DC Fast Charging Station | DC | 80 | 2024-07-01 | [Single Unit, Credit Card Reader sku] ChargePoint Express 280 Station (80 kW) - includes Express 280 Station, 2x Power Modules, 1 or 2 connectors including CCS1, CHAdeMO, NACS. North America Modem/SIM, cUL and UL listed, FWHA and FTA compliant models available.
Eaton | GMEV80CIE1B-WC/ GMEV80CIC1B-WC | Green Motion EV Charger | AC | 19.2 | 2024-07-01 | 0 | ChargePoint | CPE280-800-NA-FHWA | Express 280 DC Fast Charging Station | DC | 160 | 2024-07-01 | [Paired Unit, FHWA sku] ChargePoint Express 280 Station (80 kW) - includes Express 280 Station, 2x Power Modules, 1 or 2 connectors including CCS1, CHAdeMO, NACS. North America Modem/SIM, cUL and UL listed, FWHA and FTA compliant models available.
Eaton | GMEV80CMC1-WC | Green Motion Fleet Pro | AC | 19.2 | 2024-07-01 | Single port. | ChargePoint | CPE280-800-NA-FHWA | Express 280 DC Fast Charging Station | DC | 80 | 2024-07-01 | [Single Unit, FHWA sku] ChargePoint Express 280 Station (80 kW) - includes Express 280 Station, 2x Power Modules, 1 or 2 connectors including CCS1, CHAdeMO, NACS. North America Modem/SIM, cUL and UL listed, FWHA and FTA compliant models available.
Eaton | GMEV80CMC1B-AA | Green Motion EV Charger | AC | 19.2 | 2024-07-01 | AB Phasing/Cellular | ChargePoint | Express Plus 1000 Power Block: CPPB0001*** PM1.5 43-001200-** EXPP-PL10##*-#*#*#-#*#*#-*** | Express Plus | DC | 500 | 2022-04-26 | Express Plus system includes Power Block, Power Modules, and Power Link 1000 series; Used for Fleet or Commercial.
Eaton | GMEV80CMC1B-AB | Green Motion EV Charger | AC | 19.2 | 2024-07-01 | BC Phasing/Cellular | ChargePoint | Express Plus 2000 (EXPP-PL20##-CHIP) | Express Plus | DC | 500 | 2022-04-26 | [CHIP sku]Express Plus system includes Power Block, Power Modules, and Power Link 2000 series; Each Power Link Dispenser can include 1 or 2 connctor including CCS, NACS, or CHAdeMO
Eaton | GMEV80CMC1B-AC | Green Motion EV Charger | AC | 19.2 | 2024-07-01 | CA Phasing/Cellular | ChargePoint | Express Plus 2000 (EXPP-PL20##-FHWA) | Express Plus | DC | 500 | 2022-04-26 | [FHWA sku] Express Plus system includes Power Block, Power Modules, and Power Link 2000 series; Each Power Link Dispenser can include 1 or 2 connctor including CCS, NACS, or CHAdeMO
Eaton | GMEV80CME1-WC | Green Motion Fleet Pro | AC | 19.2 | 2024-07-01 | Single port. | ChargePoint | Express Plus 2000 (EXPP-PL20##) | Express Plus | DC | 500 | 2022-04-26 | Express Plus system includes Power Block, Power Modules, and Power Link 2000 series; Each Power Link Dispenser can include 1 or 2 connctor including CCS, NACS, or CHAdeMO
Eaton | GMEV80CME1B-AA | Green Motion EV Charger | AC | 19.2 | 2024-07-01 | AB Phasing/Wi-Fi | ChargeSmart EV | CSEV-DC060 | 0 | DC | 60 | 2025-05-27 | Single or dual port
Eaton | GMEV80CME1B-AB | Green Motion EV Charger | AC | 19.2 | 2024-07-01 | BC Phasing/Wi-Fi | ChargeSmart EV | CSEV-DC080 | 0 | DC | 80 | 2025-05-27 | Single or dual port
Eaton | GMEV80CME1B-AC | Green Motion EV Charger | AC | 19.2 | 2024-07-01 | CA Phasing/Wi-Fi | ChargeSmart EV | CSEV-DC100 | 0 | DC | 100 | 2025-05-27 | Single or dual port
Eaton | GMEV80CME1B-WC/ GMEV80CMC1B-WC/ GMEV80CMX1B-WC | Green Motion EV Charger | AC | 19.2 | 2024-07-01 | 0 | ChargeSmart EV | CSEV-DC120 | 0 | DC | 120 | 2025-05-27 | Single or dual port
Electron Charger | EC-EVC-L2-19KW-G2 | EC-EVC-L2-19KW-G2 | AC | 19.2 | 2025-11-12 | Single port, 19.2kW, 208-240VAC, AC, LVL 2 Charger | ChargeSmart EV | CSEV-DC140 | 0 | DC | 140 | 2025-05-27 | Single or dual port
Electron Charger | EC-EVC-L2-D19KW-G1 | EC-EVC-L2-D19KW-G1 | AC | 19.2 | 2025-11-12 | Dual port, 19.2kW, 208-240VAC, AC, LVL 2 Charger | ChargeSmart EV | CSEV-DC160 | 0 | DC | 160 | 2025-05-27 | Single or dual port
Electron Charger | EC-EVC-L2-11KW-G2 | EC-EVC-L2-11KW-G2 | AC | 11.5 | 2025-03-17 | Single Port, 11.5KW, 208-240VAC, AC, LVL 2 Charger | ChargeSmart EV | CSEV-DC180 | 0 | DC | 180 | 2025-05-27 | Single or dual port
Emporia | EMEVSE1 | EV Charger | AC | 11.52 | 2024-07-01 | 0 | ChargeSmart EV | CSEV-DC200 | 0 | DC | 200 | 2025-05-27 | Single or dual port
EnergiSpot | ATLEU2-50AAS | Level 2 AC Charger | AC | 12 | 2025-05-15 | Single port per unit, when configured as a dual unit on a single pedestal, each charger delivers their perscribed max output rating - never splitting power on a simutaneous charging session. | ChargeSmart EV | CSEV-DC220 | 0 | DC | 220 | 2025-05-27 | Single or dual port
EnergiSpot | ATLEU2-80AAS | Level 2 AC Charger | AC | 19.2 | 2025-05-15 | Single port per unit, when configured as a dual unit on a single pedestal, each charger delivers their perscribed max output rating - never splitting power on a simutaneous charging session. | ChargeSmart EV | CSEV-DC240 | 0 | DC | 240 | 2025-05-27 | Single or dual port
EnergiSpot | ATLUE2-32AAS | Level 2 AC Charger | AC | 7.7 | 2025-05-15 | Single port per unit, when configured as a dual unit on a single pedestal, each charger delivers their perscribed max output rating - never splitting power on a simutaneous charging session. | ChargeSmart EV | CSEV-DCHi | 0 | DC | 640 | 2025-05-27 | The CSEV-DCHi has a power cabinet with dispenser set up. It comes in 320, 480, or 640kW options and can be purchased with 2, 4, 6, or 8 ports depending on the number of dispensers.
Enphase | CS-100 | ClipperCreek CS-100 | AC | 19.2 | 2022-02-21 | Single port, Must acquire Gateway for network connectivity | ChargeTronix | CTX-AiO-120 | Apex 120kW DCFC | DC | 120 | 2025-01-10 | Dual port.
Enphase | HCS-40 | EV Charger | AC | 7.7 | 2022-02-21 | Single port, Must acquire Gateway for network connectivity | ChargeTronix | CTX-AiO-160 | Apex 160kW DCFC | DC | 160 | 2024-12-13 | Dual port.
Enphase | HCS-50 | EV Charger | AC | 9.6 | 2022-02-21 | Single port, Must acquire Gateway for network connectivity | ChargeTronix | CTX-AiO-240 | Apex 240kW DCFC | DC | 240 | 2024-12-13 | Dual port.
Enphase | HCS-60 | EV Charger | AC | 11.5 | 2022-02-21 | Single port, Must acquire Gateway for network connectivity | ChargeTronix | CTX-AiO-60 | Apex 60kW DCFC | DC | 60 | 2025-01-10 | Dual port.
Enphase | HCS-80 | EV Charger | AC | 15.4 | 2024-07-01 | Single port, Must acquire Gateway for network connectivity | ChargeTronix | TP-EVPD-120kW | 120kW DCFC | DC | 120 | 2024-07-19 | Dual Port ; either 2 x CCS or 1x CCS + 1x CHAdeMO or or 1x CCS + 1x NACS or 2 x NACS
Enphase | Zeal-32A | HCS-40 | AC | 7.7 | 2024-07-01 | Single port, Must acquire Gateway for network connectivity | ChargeTronix | TP-EVPD-160kW | 160kW DCFC | DC | 160 | 2024-07-19 | Dual Port ; either 2 x CCS or 1x CCS + 1x CHAdeMO or or 1x CCS + 1x NACS or 2 x NACS
Epic Charging | EC48-AC | Epic48 | AC | 11.5 | 2024-07-01 | Single Port, Standalone network capability | ChargeTronix | TP-EVPD-180kW | 180kW DCFC | DC | 180 | 2024-07-19 | Dual Port ; either 2 x CCS or 1x CCS + 1x CHAdeMO or or 1x CCS + 1x NACS or 2 x NACS
Epic Charging | EC80-AC | Epic80 | AC | 19.2 | 2024-07-01 | Single Port, Standalone network capability | ChargeTronix | TP-EVPD-200kW | 200kW | DC | 200 | 2024-07-19 | Dual Port ; either 2 x CCS or 1x CCS + 1x CHAdeMO or or 1x CCS + 1x NACS or 2 x NACS
Epic Charging | ECB48-AC | Epic48 | AC | 11.5 | 2024-07-01 | Single Port, Standalone network capability | ChargeTronix | TP-EVPD-240kW | 240kW DCFC | DC | 240 | 2024-07-19 | Dual Port ; either 2 x CCS or 1x CCS + 1x CHAdeMO or or 1x CCS + 1x NACS or 2 x NACS
Epic Charging | ECB80-AC | Epic80 | AC | 19.2 | 2024-07-01 | Single Port, Standalone network capability | ChargeTronix | TP-EVPD-300kW | 300kW DCFC | DC | 300 | 2024-07-19 | Dual Port ; either 2 x CCS or 1x CCS + 1x CHAdeMO or or 1x CCS + 1x NACS or 2 x NACS
Espen | EVC/A48 | EVC/A48 | AC | 11.5 | 2025-08-08 | Single port. | ChargeTronix | TP-EVPD-30kW | 30kW DCFC | DC | 30 | 2024-07-19 | Single Port ; CCS1 or CHAdeMO or NACS
Espen | EVC/A48X2 | EVC/A48X2 | AC | 11.5 | 2026-02-02 | Dual port. | ChargeTronix | TP-EVPD-360kW | 360kW DCFC | DC | 360 | 2024-07-19 | Dual Port ; either 2 x CCS or 1x CCS + 1x CHAdeMO or or 1x CCS + 1x NACS or 2 x NACS
Espen | EVC/A48S | EVC/A48S | AC | 11.5 | 2024-08-21 | Single port. | ChargeTronix | TP-EVPD-60kW | 60kW DCFC | DC | 60 | 2024-07-19 | Dual Port ; either 2 x CCS or 1x CCS + 1x CHAdeMO or or 1x CCS + 1x NACS or 2 x NACS
Espen | EVC/A48SX2 | EVC/A48SX2 | AC | 11.5 | 2024-08-21 | Dual Port | CyberSwitching | CSDC240 | CSDC | DC | 240 | 2025-11-06 | Dual port.
Espen | EVC/A80 | EVC/A80 | AC | 19.2 | 2025-08-08 | Single port. | Daimler | Detroit eFill All-in-one 120 | eFill All-in-one 120 | DC | 120 | 2024-07-01 | 1x CCS1 connector or 1x CHAdeMO connector. NRTL listed as Power Electronics NB1200U/NB120SU
Espen | EVC/A80S | EVC/A80S | AC | 19.2 | 2024-08-21 | Single port. | Daimler | Detroit eFill All-in-one 180 | eFill All-in-one 180 | DC | 180 | 2024-07-01 | 1x CCS1 connector or 1x CHAdeMO connector. NRTL listed as Power Electronics NB1800U/NB180SU.
EVBolt | EVB-AC-PAX19 | Prestige 19 | AC | 19.1 | 2024-07-01 | Single Port, Standalone network capability | Daimler | Detroit eFill All-in-one 210 | eFill All-in-one 210 | DC | 210 | 2024-07-01 | 1x CCS1 connector or 1x CHAdeMO connector. NRTL listed as Power Electronics NB2100U/NB210SU.
EVBox | Iqon IQ2303-###### | Iqon | AC | 7.2 | 2020-12-18 | Dual Port , Standalone network capability | Daimler | Detroit eFill All-in-one 240 | eFill All-in-one 240 | DC | 240 | 2024-07-01 | 1x CCS1 connector or 1x CHAdeMO connector. NRTL listed as Power Electronics NB2400U/NB240SU.
EVCHRON | iM2C-19.2KA | iM2C-19.2KA | AC | 19.2 | 2024-09-19 | 0 | Daimler | Detroit eFill All-in-one 60 | eFill All-in-one 60 | DC | 60 | 2024-07-01 | 1x CCS1 connector or 1x CHAdeMO connector. NRTL listed as Power Electronics NB0600U/NB060SU
EVCHRON | iM3C-09K6A | iM3C-09K6A | AC | 9.6 | 2024-09-19 | 0 | Daimler | Detroit eFill All-in-one 90 | eFill All-in-one 90 | DC | 90 | 2024-07-01 | 1x CCS1 connector or 1x CHAdeMO connector. NRTL listed as Power Electronics NB0900U/NB090SU
EVCHRON | iM3C-11K5A | iM3C-11K5A | AC | 11.5 | 2024-09-19 | 0 | Daimler | Detroit eFill Power Center 120 | eFill Power Center 120 | DC | 120 | 2024-07-01 | Power Cabinet. 1x CCS1 connector or 1x CHAdeMO connector NRTL Listed as Power Electronics NBi1200U/NBi120SU. Approved dispenser are Detroit eFill Compact Dispender Duo. NRTL Listed as Power Electronics NBDI2000U,NBDI3000U.
EVCHRON | iM3C-15K6A | iM3C-15K6A | AC | 15.6 | 2024-09-19 | 0 | Daimler | Detroit eFill Power Center 180 | eFill Power Center 180 | DC | 180 | 2024-07-01 | Power Cabinet. 1x CCS1 connector or 1x CHAdeMO connector NRTL Listed as Power Electronics NBi1800U/NBi180SU. Approved dispenser are Detroit eFill Compact Dispender Duo. NRTL Listed as Power Electronics NBDI2000U,NBDI3000U.
EverCharge | EV002-48,E800-1000 | EV02 | AC | 11.52 | 2023-04-11 | Single Port, Standalone network capability | Daimler | Detroit eFill Power Center 60 | eFill Power Center 60 | DC | 60 | 2024-07-01 | Power Cabinet. 1x CCS1 connector or 1x CHAdeMO connector NRTL Listed as Power Electronics NBi0600U/NBi060SU Approved dispenser are Detroit eFill Compact Dispender Duo. NRTL Listed as Power Electronics NBDI2000U,NBDI3000U.
EverCharge | EV002-48,E800-1000-32A | EV02 | AC | 7.68 | 2025-08-27 | Single Port, Standalone network capability | Daimler | Detroit eFill Power Center 90 | eFill Power Center 90 | DC | 90 | 2024-07-01 | Power Cabinet. 1x CCS1 connector or 1x CHAdeMO connector NRTL Listed as Power Electronics NBi0900U/NBi090SU. Approved dispenser are Detroit eFill Compact Dispender Duo. NRTL Listed as Power Electronics NBDI2000U,NBDI3000U.
EverCharge | EV002-48,E800-1000-40A | EV02 | AC | 8.3 | 2023-04-11 | Single Port, Standalone network capability | Delta | EVHU104UPAB | City 100kW | DC | 100 | 2024-07-01 | 1x CCS1 connector 1x CHAdeMO connector
EverCharge | EV002-80,E800-1001 | EV02 | AC | 19.2 | 2023-04-11 | Single Port, Standalone network capability | Delta | EIDN-U350KTA01 | Delta HP 350kW | DC | 350 | 2024-07-01 | 2x CCS1 connectors. Vetted dispensers are EIDD-U350SSUUAEG
EverCharge | EV002-80,E800-1001-40A | EV02 | AC | 8.3 | 2023-04-11 | Single Port, Standalone network capability | DynaChrg | EVN120F | Stand alone Fleet 120 | DC | 120 | 2025-06-18 | 120kW all-in-one charger with 2 connectors. Alternate designations: DirectPowerPS 120 Fleet, DirectPowerPS 120
EVGateway | EGW-#C-32-# | 0 | AC | 7.7 | 2024-07-01 | 0 | DynaChrg | EVN120P | Stand alone Advertising 120 | DC | 120 | 2025-06-18 | 120kW all-in-one charger with 2 connectors, advertising display, and payment terminal. Alternate designations: DirectPowerPS 120 Flagship, DirectPowerPS 120
EVGateway | EGW-#C-40-# | 0 | AC | 9.6 | 2024-07-01 | 0 | DynaChrg | EVN180F | Stand alone Fleet 180 | DC | 180 | 2025-06-18 | 180kW all-in-one charger with 2 connectors. Alternate designations: DirectPowerPS 180 Fleet, DirectPowerPS 180
EVGateway | EGW-#C-48-# | 0 | AC | 11.5 | 2024-07-01 | 0 | DynaChrg | EVN180P | Stand alone Advertising 180 | DC | 180 | 2025-06-18 | 180kW all-in-one charger with 2 connectors, advertising display, and payment terminal. Alternate designations: DirectPowerPS 180 Flagship, DirectPowerPS 180
EVGateway | EGW-EX-1193-# | 0 | AC | 19.2 | 2024-07-01 | 0 | DynaChrg | EVN240F | Stand alone Fleet 240 | DC | 240 | 2025-06-18 | 240kW all-in-one charger with 2 connectors. Alternate designations: DirectPowerPS 240 Fleet, DirectPowerPS 240
EVmode | EVM2000-EVM101U | EVM2000 | AC | 11.5 | 2025-05-27 | Single port. | DynaChrg | EVN240P | Stand alone Advertising 240 | DC | 240 | 2025-06-18 | 240kW all-in-one charger with 2 connectors, advertising display, and payment terminal. Alternate designations: DirectPowerPS 240 Flagship, DirectPowerPS 240
EvoCharge | EVC5001#### | EVC5001#### | AC | 12 | 2024-10-03 | Single port. | DynaChrg | EVN300F | Stand alone Fleet 300 | DC | 300 | 2025-06-18 | 300kW all-in-one charger with 2 connectors. Alternate designations: DirectPowerPS 300 Fleet, DirectPowerPS 300
EvoCharge | EVO32-310-001 | iEVSE Plus 32 | AC | 7.7 | 2020-12-18 | Single Port, Standalone network capability | DynaChrg | EVN300P | Stand alone Advertising 300 | DC | 300 | 2025-06-18 | 300kW all-in-one charger with 2 connectors, advertising display, and payment terminal. Alternate designations: DirectPowerPS 300 Flagship, DirectPowerPS 300
EvoCharge | EVO32-310-002 | iEVSE Plus 32 | AC | 7.7 | 2024-07-01 | Dual Port, Standalone network capability | DynaChrg | EVN360F | Stand alone Fleet 360 | DC | 360 | 2025-06-18 | 360kW all-in-one charger with 2 connectors. Alternate designations: DirectPowerPS 360 Fleet, DirectPowerPS 360
EvoCharge | EVO32-320-001 | iEVSE 32 | AC | 7.7 | 2024-07-01 | Single Port, Standalone network capability | DynaChrg | EVN360P | Stand alone Advertising 360 | DC | 360 | 2025-06-18 | 360kW all-in-one charger with 2 connectors, advertising display, and payment terminal. Alternate designations: DirectPowerPS 360 Flagship, DirectPowerPS 360
EvoCharge | EVO32-320-002 | iEVSE 32 | AC | 7.7 | 2024-07-01 | Dual Port, Standalone network capability | DynaChrg | EVS160 | 160kW Standalone Unit | DC | 160 | 2025-07-17 | Output range:200V-1000V efficiency:Up to 96% Full certification User-friendly ADA Multiple payment methods Support for customization PLUG& CHARGE Hardware 15118-Ready Can Output 350A CCS1 boost 500A NACS boost 400A
EvoCharge | EVO80-###-### | MAX80 | AC | 19.2 | 2024-07-01 | 0 | DynaChrg | EVS240 | 240kW Standalone Unit | DC | 240 | 2025-07-17 | Output range:200V-1000V efficiency:Up to 96% Full certification User-friendly ADA Multiple payment methods Support for customization PLUG& CHARGE Hardware 15118-Ready Can Output 350A CCS1 boost 500A NACS boost 400A
EvoCharge | W1-1962-#### | iEVSE | AC | 9.6 | 2024-07-01 | 0 | DynaChrg | EVS480 | Distributed Model 480kW up to 3 Dual Port Dispensers | DC | 480 | 2025-07-17 | Output range:200V-1000V efficiency:Up to 96% Full certification User-friendly ADA Multiple payment methods Support for customization PLUG& CHARGE Hardware 15118-Ready Air cooling output 350A Liquid cooling sustained maximum output 500A
EVPassport | Ezra Charger | Ezra | AC | 7.7 | 2024-07-01 | Single Port, Standalone network capability NRTL listed as Phihong AWLU770001 | Eaton | CPE250C-625-CCS1-200A-****-ETN | Express 250 | DC | 62.5 | 2025-07-22 | ChargePoint Express 250 Station (62.5 kW) - includes Express 250 Station, 2x Power Modules, 1x CCS1 200A cable, 1x CHAdeMO cable or NACS, North America Modem/SIM, cUL and UL listed, requires CPE250-CMT-IMPERIAL in US, CPE250-CMT-METRIC in Canada. CPE250-CMT-IMPERIAL/METRIC not included. FWHA and FTA compliant models available as well as with integrated EMV Chip Reader terminal.
EVPassport | Howard Charger | Howard | AC | 19.2 | 2024-07-01 | Single Port, Standalone network capability NRTL listed as ioTecha CCS-ACL2 | Eaton | CPE280-800-NA-CHIP-ETN | Express 280 DC Fast Charging Station | DC | 160 | 2025-07-22 | [Paired Unit, Credit Card Reader sku] ChargePoint Express 280 Station (80 kW) - includes Express 280 Station, 2x Power Modules, 1 or 2 connectors including CCS1, CHAdeMO, NACS. North America Modem/SIM, cUL and UL listed, FWHA and FTA compliant models available.
EVPassport | Rosa Charger | Rosa | AC | 11 | 2024-07-01 | Single Port, Standalone network capability | Eaton | CPE280-800-NA-CHIP-ETN | Express 280 DC Fast Charging Station | DC | 80 | 2025-07-22 | [Single Unit, Credit Card Reader sku] ChargePoint Express 280 Station (80 kW) - includes Express 280 Station, 2x Power Modules, 1 or 2 connectors including CCS1, CHAdeMO, NACS. North America Modem/SIM, cUL and UL listed, FWHA and FTA compliant models available.
EVSE LLC | 3703 | ChargeWorks EV Charger | AC | 9.6 | 2023-06-08 | Single port, Must acquire Gateway for network connectivity | Eaton | CPE280-800-NA-ETN | Express 280 DC Fast Charging Station | DC | 160 | 2025-07-22 | [Paired Unit] ChargePoint Express 280 Station (80 kW) - includes Express 280 Station, 2x Power Modules, 1 or 2 connectors including CCS1, CHAdeMO, NACS. North America Modem/SIM, cUL and UL listed, FWHA and FTA compliant models available.
EVSE LLC | 3722 | EVSE Garage Overhead Charger | AC | 9.6 | 2024-07-01 | Single port, Must acquire Gateway for network connectivity | Eaton | CPE280-800-NA-ETN | Express 280 DC Fast Charging Station | DC | 80 | 2025-07-22 | [Single Unit] ChargePoint Express 280 Station (80 kW) - includes Express 280 Station, 2x Power Modules, 1 or 2 connectors including CCS1, CHAdeMO, NACS. North America Modem/SIM, cUL and UL listed, FWHA and FTA compliant models available.
EVSE LLC | 3704 REV G | AutoCoil EV Charger | AC | 9.6 | 2023-08-17 | Single port, Must acquire Gateway for network connectivity | Eaton | CPE280-800-NA-FHWA-ETN | Express 280 DC Fast Charging Station | DC | 160 | 2025-07-22 | [Paired Unit, FHWA sku] ChargePoint Express 280 Station (80 kW) - includes Express 280 Station, 2x Power Modules, 1 or 2 connectors including CCS1, CHAdeMO, NACS. North America Modem/SIM, cUL and UL listed, FWHA and FTA compliant models available.
EVSE LLC | 3704-002 REV G | AutoCoil EV Charger | AC | 9.6 | 2023-08-17 | Single port, Must acquire Gateway for network connectivity | Eaton | CPE280-800-NA-FHWA-ETN | Express 280 DC Fast Charging Station | DC | 80 | 2025-07-22 | [Single Unit, FHWA sku] ChargePoint Express 280 Station (80 kW) - includes Express 280 Station, 2x Power Modules, 1 or 2 connectors including CCS1, CHAdeMO, NACS. North America Modem/SIM, cUL and UL listed, FWHA and FTA compliant models available.
FLO | CoRe+ MAX | CoRe+™ MAX | AC | 19.2 | 2024-07-01 | Single Port | Eaton | EXPP-PL20##-CHIP-ETN | Express Plus 2000 | DC | 500 | 2025-07-22 | [CHIP sku]Express Plus system includes Power Block, Power Modules, and Power Link 2000 series; Each Power Link Dispenser can include 1 or 2 connctor including CCS, NACS, or CHAdeMO
FLO | CoRe+ STD 21 FT | CoRe+™ | AC | 7.2 | 2022-10-24 | Dual Port , Standalone network capability | Eaton | EXPP-PL20##-ETN | Express Plus 2000 | DC | 500 | 2025-07-22 | Express Plus system includes Power Block, Power Modules, and Power Link 2000 series; Each Power Link Dispenser can include 1 or 2 connctor including CCS, NACS, or CHAdeMO
FLO | SmartTWO | SmartTWO™ Series | AC | 7.2 | 2022-10-24 | Single Port, Standalone network capability | Eaton | EXPP-PL20##-FHWA-ETN | Express Plus 2000 | DC | 500 | 2025-07-22 | [FHWA sku] Express Plus system includes Power Block, Power Modules, and Power Link 2000 series; Each Power Link Dispenser can include 1 or 2 connctor including CCS, NACS, or CHAdeMO
FLO | SmartTWO Cellular | SmartTWO™ Series | AC | 7.2 | 2022-10-24 | Single Port, Standalone network capability | Eaton | Express Plus 1000 Power Block: CPPB0001***-ETN PM1.5 43-001200-**-ETN EXPP-PL10##*-#*#*#-#*#*#-***-ETN | Express Plus | DC | 500 | 2025-07-22 | Express Plus system includes Power Block, Power Modules, and Power Link 1000 series; Used for Fleet or Commercial.
FLO | SmartTWO For City Curbside | SmartTWO™ Series | AC | 7.2 | 2022-10-24 | Single Port, Standalone network capability | Eaton | GMDC100-CCSX2 | 100kW CCSX2 | DC | 100 | 2024-07-12 | dual cable
Ford Pro Charging | FPC-AC0048ZC-### | Ford Pro AC Charging Station, 48A Series 2 | AC | 11.5 | 2024-09-23 | Single Port. | Eaton | GMDC125-CCSX2 | 125kW CCSX2 | DC | 125 | 2024-07-12 | dual cable
Ford Pro Charging | FPC-AC0080ZC-U## | Ford Pro AC Charging Station, Series 2 | AC | 19.2 | 2024-07-01 | Single Port NRTL Listed as EX-1193-1 | Eaton | GMDC150-CCS | 150kW CCS | DC | 150 | 2024-07-12 | Single port
Ford Pro Charging | FPC-AC0011ZC-U## | 0 | AC | 11.5 | 2024-07-01 | Single Port NRTL listed as Siemens 8EM1314-5CG14-2FA2 | Eaton | GMDC150-CCSX2 | 150kW CCSX2 | DC | 150 | 2024-07-12 | dual cable
Ford Pro Charging | FPC-AC0019ZC-U## | 0 | AC | 19.2 | 2024-07-01 | Single Port NRTL listed as LiteOn EX 1193 XXXX certified models | Eaton | GMDC50-CCS | 50kW CCS | DC | 50 | 2024-07-12 | Single port
FractalEV | FR-802E1DRNAK | FR-80 (ISO) | AC | 19.2 | 2025-11-07 | Single port | Eaton | GMDC50-CCSX2 | 50kW CCSX2 | DC | 50 | 2024-07-12 | dual cable
FractalEV | FR-482E1DRNAK | FR-48 (ISO) | AC | 11.5 | 2025-11-07 | Single port | Eaton | GMDC75-CCSX2 | 75kW CCSX2 | DC | 75 | 2024-07-12 | dual cable
FractalEV | FR-482C1DRNAJ | FR-48 | AC | 11.5 | 2024-07-12 | Single port | Ekoenergetyka | AXE-S2A7-66XX4XXXX, AXE-S2A7-65XX4XXXX | Axon Easy 120 | DC | 120 | 2025-07-24 | Dual port.
FractalEV | FR-802C1DRNAJ | FR-80 | AC | 19.2 | 2024-07-12 | Single port | Ekoenergetyka | AXE-S2A8-60XX4XXXX, AXE-S2A8-06XX4XXXX, AXE-S2A8-50XX4XXXX, AXE-S2A8-05XX4XXXX | Axon Easy 150 | DC | 150 | 2025-07-24 | Dual port.
Free2Move | E21CA180Dx | 48A Charger | AC | 11 | 2022-12-01 | Single Port, Standalone network capability; OCA Full and Security certificates under software version V1.00 | Ekoenergetyka | AXE-S2B0-65XX4XXXX, AXE-S2B0-66XX4XXXX | Axon Easy 180 | DC | 180 | 2025-07-24 | Dual port.
Free2Move | E21CH012## | 0 | AC | 11 | 2022-12-01 | Single Port, Standalone network capability; OCA Full and Security certificates under software version V1.00 | Electron Charger | EC-EVC-L3-D120KW-G2 | EC-EVC-L3-D120KW-G2 | DC | 120 | 2025-11-12 | Dual port, 120kW, 480VAC, DC, LVL 3 Charger
Free2Move | E21CH019Dx | 80A Charger | AC | 19.1 | 2024-07-01 | Single Port, Standalone network capability | Electron Charger | EC-EVC-L3-D60KW-G3 | EC-EVC-L3-D60KW-G3 | DC | 60 | 2025-11-12 | Dual port, 60kW, 480VAC, DC, LVL 3 Charger
Gateway International 360 | GW-EV75/XXX | GW-EV75/XXX | AC | 11.5 | 2025-09-04 | Single port. | Electron Charger | EC-EVC-L3-D240KW-G2 | EC-EVC-L3-D240KW-G2 | DC | 240 | 2025-11-12 | Dual port, 240kW, 480VAC, DC, LVL 3 Charger
Generac Power Systems | PUP2-U-1-5-N-GC2 | 40A Level 2 Plus | AC | 9.6 | 2025-10-20 | Single Port | EnergiSpot | DAPUE1-W40S1 | NRG 40kW - DC Fast Charger | DC | 40 | 2025-05-15 | All-in-one design. Separate power cabinet is not required
ICAPIA | ICACLS4040 | i4040 | AC | 9.6 | 2025-08-06 | Dual port. | EnergiSpot | DSPUE1-180 (T), DSPUE1-180 (P) | NRG 180 - DC DC Super Fast Charger | DC | 180 | 2025-05-15 | Dual terminal configuration, 1 port per terminal, includes separate power cabinet
ICAPIA | ICACLS4080 | i4080 | AC | 19.2 | 2025-08-06 | Dual port. | EnergiSpot | DSPUE1-350 (T), DSPUE1-350 (P) | NRG 350 - DC Ultra Fast Charger | DC | 350 | 2025-05-15 | Dual terminal configuration, 1 port per terminal, includes separate power cabinet
ICAPIA | ICACLS80 | i80 | AC | 19.2 | 2025-08-06 | Single port. | iENERGIE360 US INC. dba. Injet | iNSCDA120K1 | Ampax | DC | 120 | 2026-02-02 | Dual port.
ICAPIA | ICACOP48 | OPAL OMNI 48 | AC | 11.5 | 2025-08-06 | Single port. | iENERGIE360 US INC. dba. Injet | iNSCDA150K1 | Ampax | DC | 150 | 2026-02-02 | Dual port.
InCharge | EX-1193-1 | 0 | AC | 19.2 | 2025-03-04 | Single Port NRTL Listed as EX-1193-1 | iENERGIE360 US INC. dba. Injet | iNSCDA180K1 | Ampax | DC | 180 | 2026-02-02 | Dual port.
InCharge | ICE 80A Dual | ICE 80A Dual | AC | 19.2 | 2024-08-09 | Dual port. | iENERGIE360 US INC. dba. Injet | iNSCDA240K1 | Ampax | DC | 240 | 2026-02-02 | Dual port.
InCharge | ICE-40 AC | ICE-40 AC | AC | 9.6 | 2024-08-09 | 40 A 9.6 kW | Espen | EVC/D030/S### | EVC/D030/S### | DC | 30 | 2024-07-01 | 1x CCS1 connector 1x CHAdeMO connector
InCharge | ICE-80 AC | ICE-80 AC | AC | 19.2 | 2024-08-09 | 80 A 19.2 kW | Espen | EVC/D040P/S### | EVC/D040P/S### | DC | 40 | 2025-05-02 | Dual port.CCS1, NACS ,CHAdeMO (Optional).
InCharge | ICE-80A Gen1 | ICE-80A Gen1 | AC | 19.2 | 2025-01-28 | Single port. | Espen | EVC/D060/S### | EVC/D060/S### | DC | 60 | 2024-07-01 | 1x CCS1 connector 1x CHAdeMO connector
InCharge | ICE-80A Gen2 | ICE-80A Gen2 | AC | 19.2 | 2025-01-28 | Single port. | Espen | EVC/D060P/S### | EVC/D060P/S### | DC | 60 | 2025-05-02 | Dual port.CCS1, NACS ,CHAdeMO (Optional).
Integra Energy | IEV-48SEL | IEV-48SEL | AC | 11.5 | 2024-08-21 | Single port. | Espen | EVC/D120/S### | EVC/D120/S### | DC | 120 | 2024-07-01 | 1x CCS1 connector 1x CHAdeMO connector
Integra Energy | IEV-48SEL-G2 | IEV-48SEL-G2 | AC | 11.5 | 2025-08-29 | Single port. | Espen | EVC/D180/S### | EVC/D180/S### | DC | 180 | 2024-07-01 | 1x CCS1 connector 1x CHAdeMO connector; OCA Full and Security certificates under software version V1.00
Integra Energy | IEV-80SEL | IEV-80SEL | AC | 19.2 | 2024-08-21 | Single port. | Espen | EVC/D360/S### | EVC/D360/S### | DC | 360 | 2024-07-01 | Power Cabinet. 1x CCS1 connector or 1x CHAdeMO connector. Vetted dispensers are DDWU362T0TE2PN- RW DDWU362T0TE2N7-RW, DDWU362V00E2N7-RW DDWU362U0UE2PN-RW, DDWU362U0UE2N7-RW, DDWU362K0TE2PN-RW, DDWU362K0TE2N7-RW, DDWU362K0UE2PN-RW, DDWU362K0UE2N7-RW, DDWU362G00E2PN-RW, DDWU362G00E2N7-RW, DDWU362K00E2PN-RW, DDWU362K00E2N7-RW, DDWU362U00E2PN-RW, DDWU362U00E2N7-RW, DDWU362T00E2PN-RW, DDWU362T00E2N7-RW, DDWU362V0UE2PN-RW, DDWU362V0UE2N7-RW, DDWU362V0KE2PN-RW, DDWU362V0KE2N7-RW, DDWU362V0TE2PN-RW, DDWU362V0TE2N7-RW, DDWU362V00E2PN-RW.
Integra Energy | IEV-80SEL-G2 | IEV-80SEL-G2 | AC | 19.2 | 2025-08-29 | Single port. | EverCharge | E800-1017-01 | DCFC 240kW Power Cabinet | DC | 240 | 2025-06-06 | OCA Full and Security certificates under software version 1.2009.0 (alternate company name on OCA cert - Wanbang Digital Energy Co., Ltd.)
IoTecha | CCS-ACL2 / CCS-C80A | CCS-C80A-xxyyy | AC | 19.2 | 2024-07-01 | Single Port. xx - cable length (15 or 25ft) yyy - LTE option | EverCharge | E800-1029-01 | DCFC 240kW Power Dispenser, w/Dual 200A CCS1 | DC | 240 | 2025-06-06 | OCA Full and Security certificates under software version 1.2009.0 (alternate company name on OCA cert - Wanbang Digital Energy Co., Ltd.)
IoTecha | CCS-ACL2-40 / CCS-C40A | CCS-ACL2-40 / CCS-C40A | AC | 8.3 | 2024-07-01 | Single Port. xx - cable length (15 or 25ft) yyy - LTE option | EverCharge | E800-1040-01 | DCFC 180kW All-in-One, w Dual CCS1 | DC | 180 | 2025-06-06 | 0
IoTecha | CCS-C80C | CCS-C80C-xxyyy | AC | 19.2 | 2024-07-01 | Single Port. xx - cable length (15 or 25ft) yyy - LTE option | EverCharge | E800-1042-01 | DCFC 320kW All-in-One, w/ Dual CCS1 | DC | 320 | 2025-06-06 | Dual port.
IXP, LLC | IXP-EVC10 | SMART CONNECTED LEVEL 2 EV CHARGING STATION | AC | 11.2 | 2025-06-26 | 48A Max Charger, Screen, RFID, 4G Cellular, Wall-Mount, AmpUp LITE Plan, # determines plan length | EVPassport | Elaine Charger | Elaine | DC | 30 | 2024-07-01 | 0
Lenz | EVSE W1 40 A | 0 | AC | 9.6 | 2024-07-01 | 0 | EVPassport | Larry Charger | Larry | DC | 60 | 2024-07-01 | 0
LITE-ON | AC19L | AC19L | AC | 19 | 2023-10-19 | 0 | EVPassport | Ruth Charger | Ruth | DC | 120 | 2024-07-01 | 0
LITE-ON | AC7LC | AC7LC | AC | 7 | 2023-10-19 | 0 | EVPassport | Zues Charger | Zeus | DC | 180 | 2024-07-01 | 0
LITE-ON | EX-1193-E | SC2 Plus 80A | AC | 19.2 | 2025-01-09 | Single port. | EVSIS | JC-94F2-350-0T5 | DC Charger 350kW | DC | 350 | 2024-10-03 | Dual port. CCS / NACS(Optional), OCPP 2.0.1 will be supported
LITE-ON | EX-1193-H | IC2 80A POS | AC | 19.2 | 2025-01-09 | Single port. | EVSIS | JC-94F2-400-0T5 | DC Charger 400kW | DC | 400 | 2024-10-03 | Dual port. CCS / NACS(Optional), OCPP 2.0.1 will be supported
LITE-ON | EX-1193-K | SC2 Plus 80A POS | AC | 19.2 | 2025-01-09 | Single port. | EVSIS | JC-9932-100-CT | DC Charger 100kW | DC | 100 | 2024-07-01 | CCS/CHAdeMO (optional), OCPP 2.0.1 will be supported
LITE-ON | EX-1193-M | IC2 80A | AC | 19.2 | 2025-01-09 | Single port. | EVSIS | JC-9932-180-CT | DC Charger 180kW | DC | 180 | 2024-10-03 | Dual port. CCS / NACS(Optional), OCPP 2.0.1 will be supported
LITE-ON | EX-1193-T | SC2 80A | AC | 19.2 | 2025-01-09 | Single port. | EVSIS | JC-9932-240-CT | DC Charger 240kW | DC | 240 | 2024-10-03 | Dual port. CCS / NACS(Optional), OCPP 2.0.1 will be supported
LITE-ON | W1-UC168-0MF1F0 | SC48A | AC | 11.52 | 2024-12-12 | Single port. | EVSIS | JC-9A31-30-CT | DC Charger 30kW | DC | 30 | 2024-07-01 | CCS/OCPP 2.0.1 will be supported
LITE-ON | W1-UC168-0MF1F0 | ADV 48A | AC | 11.52 | 2024-12-12 | Single port. | FLO | SmartDC 100 | SmartDC™ 100 kW | DC | 100 | 2023-01-03 | 1x CCS1 connector 1x CHAdeMO connector
LITE-ON | W1-UC168-0MF1FR | ADV+ 48A | AC | 11.52 | 2024-12-12 | Single port. | FLO | SmartDC 50 | SmartDC™ 50 kW | DC | 50 | 2023-01-03 | 1x CCS1 connector 1x CHAdeMO connector;SDCV3-50-480-22-#
LITE-ON | W1-UC168-0MJ1EP | ADV+ 48A POS | AC | 11.52 | 2024-12-12 | Single port. | FLO | Ultra | Ultra | DC | 320 | 2024-09-18 | Dual port.
LITE-ON | W1-UC168-0MK1ER | IC 48A | AC | 11.52 | 2024-12-12 | Single port. | Ford Pro Charging | DC Charging Station 120kW | DC Charging Station 120kW | DC | 120 | 2024-08-13 | Dual port.
LITE-ON | W1-UC168-0ML1EP | IC 48A POS | AC | 11.52 | 2024-12-12 | Single port. | Ford Pro Charging | DC Charging Station 240kW | DC Charging Station 240kW | DC | 240 | 2024-08-13 | Dual port.
Loop Global | EVS-32A-L2-001 | EV-Flex LITE | AC | 7.68 | 2024-07-01 | SAE J1772, Standalone network capability | Ford Pro Charging | FPC-DC0240AA-U## | 0 | DC | 240 | 2024-07-01 | (Dealership only)
Loop Global | EVS-32A-L2-002 | EV-Flex LITE | AC | 7.68 | 2024-07-01 | SAE J1772, Standalone network capability | Ford Pro Charging | FPC-DC0060AA-U## | 0 | DC | 60 | 2023-08-21 | Single or Dual Port 2x CCS1 connector . NRTL listed as Power Electronics NB060SU20
Loop Global | EVS-80A-L2-001 | EV-Fleet | AC | 19.2 | 2024-07-01 | SAE J1772, Standalone network capability | Ford Pro Charging | FPC-DC0120AA-U## | 0 | DC | 120 | 2023-08-21 | 2x CCS1 200A or 300A connector NRTL listed as Power Electronics NB120SU20
Loop Global | EVS-80A-L2-002 | EV-Fleet | AC | 19.2 | 2024-07-01 | SAE J1772, Standalone network capability | Free2Move | E21CH060Dx | 0 | DC | 60 | 2022-12-01 | 1x CCS1 connector 1x CHAdeMO connector
Lynkwell | LW141-AC50 | LW141-AC50 | AC | 12 | 2025-04-02 | Single Port ; OCPP Full Certificate with software version V1.13.97 | Free2Move | E21CH180## | 0 | DC | 180 | 2022-10-24 | 1x CCS1 connector 1x CHAdeMO connector; OCA Full and Security certificates under software version V1.00
Lynkwell | LW141-AC80 | LW141-AC80 | AC | 19.2 | 2025-04-02 | Single port. | Freewire | 900-00151-XX | Boost 150 | DC | 150 | 2024-07-01 | Battery integrated DCFC
Lynkwell | LW201-AC32 | LW201-AC32 | AC | 7.6 | 2024-07-01 | 0 | Freewire | Boost 200 | Boost Charger 200 | DC | 200 | 2024-07-01 | 1x CCS1 connector 1x CHAdeMO connector
Lynkwell | LW201-AC80 | LW201-AC80 | AC | 19.2 | 2024-07-01 | 0 | Gateway International 360 | GW-EV3000/XXX | GW-EV3000/XXX | DC | 30 | 2024-07-01 | 1x CCS1 connector 1x CHAdeMO connector
Lynkwell | LW202-AC32 | LW202-AC32 | AC | 7.7 | 2025-12-08 | Single port. | Gateway International 360 | GW-EV4400-120/XXX | GW-EV4400-120/XXX | DC | 120 | 2024-07-01 | 1x CCS1 connector 1x CHAdeMO connector
Lynkwell | LW202-AC48 | LW202-AC48 | AC | 11.52 | 2025-08-06 | Single port. | Gateway International 360 | GW-EV4400-180/XXX | GW-EV4400-180/XXX | DC | 180 | 2024-07-01 | 1x CCS1 connector 1x CHAdeMO connector; OCA Full and Security certificates under software version V1.00
Lynkwell | LW202-AC80 | LW202-AC80 | AC | 19.2 | 2025-08-06 | Single port. | Gateway International 360 | GW-EV4400-360/XXX | GW-EV4400-360/XXX | DC | 360 | 2024-07-01 | Power Cabinet. 1x CCS1 connector or 1x CHAdeMO connector. Vetted dispensers are DDWU362T0TE2PN- RW DDWU362T0TE2N7-RW, DDWU362V00E2N7-RW DDWU362U0UE2PN-RW, DDWU362U0UE2N7-RW, DDWU362K0TE2PN-RW, DDWU362K0TE2N7-RW, DDWU362K0UE2PN-RW, DDWU362K0UE2N7-RW, DDWU362G00E2PN-RW, DDWU362G00E2N7-RW, DDWU362K00E2PN-RW, DDWU362K00E2N7-RW, DDWU362U00E2PN-RW, DDWU362U00E2N7-RW, DDWU362T00E2PN-RW, DDWU362T00E2N7-RW, DDWU362V0UE2PN-RW, DDWU362V0UE2N7-RW, DDWU362V0KE2PN-RW, DDWU362V0KE2N7-RW, DDWU362V0TE2PN-RW, DDWU362V0TE2N7-RW, DDWU362V00E2PN-RW.
Noodoe | AC11P/ AC11P Exceed | 0 | AC | 11.5 | 2024-07-01 | Single port. | Gateway International 360 | GW-EV4400-60/XXX | GW-EV4400-60/XXX | DC | 60 | 2024-07-01 | 1x CCS1 connector 1x CHAdeMO connector
OpConnect | IC80 | IC80 | AC | 19.2 | 2024-07-01 | Single Port NRTL Listed as EX-1193-1 | Gravity | GR-LH500CX | 0 | DC | 500 | 2024-07-01 | 0
OpConnect | OC-IC3-32AH | 0 | AC | 7.2 | 2024-07-01 | Single Port, Standalone network capability | Gravity | GT-AH200XX | 0 | DC | 200 | 2024-07-01 | 0
OpConnect | OC-SC3-32AN | 0 | AC | 7.7 | 2024-07-01 | Single Port, Standalone network capability | Gravity | GT-AV200XX | 0 | DC | 200 | 2024-07-01 | 0
OpConnect | SC80 | SC80 | AC | 19.2 | 2024-07-01 | Single Port NRTL Listed as EX-1193-3 | Gravity | GT-LAV500EX | 0 | DC | 500 | 2024-07-01 | 0
PowerFlex Systems | EX-1193-M | IC 80A Gen2 | AC | 19.2 | 2024-09-25 | Single port. | Gravity | GT-LLH500EX | 0 | DC | 500 | 2024-07-01 | 0
PowerFlex Systems | JNT-EVC10 (PF-JT48) | 0 | AC | 11.52 | 2024-07-01 | Must acquire Nexus | Gravity | GT-LV500CX | 0 | DC | 500 | 2024-07-01 | 0
PowerFlex Systems | W1-UC168-0MF1FR | ADV+48A / SC48 | AC | 11.6 | 2024-09-25 | Single port. | Heliox | HE9820014-01-AAV HE9820014-01-AAA | Flex 180 AIO | DC | 180 | 2025-08-14 | Distributed charger system that supports has a built-in CCS1 cable and supports up to 2 additional connetion ports with applicable dispenser or pantograph
PowerFlex Systems | W1-UC168-0MK1ER | IC 48A | AC | 11.6 | 2024-09-25 | Single port. | Heliox | HE9821001-01 | Flex 180 | DC | 180 | 2024-07-01 | This product listing did not include the pantograph. Please consult with the manufacturer regarding pantograph selection. Pantographs are being Recognized under UL 2251. Field listing of system hardware may be required at deployment.
PowerFlex Systems | W1-UC168-0ML1EP | IC 48A with POS | AC | 11.6 | 2024-09-25 | Single port. | Heliox | HE9823005-01 | Heliox 60kW | DC | 60 | 2024-07-12 | Single port. Available as mobile, wall, or pedestal mount
PowerPump | AC550 | AC550 | AC | 10 | 2024-01-02 | Single Port. | Heliox | HE9823007-01 | Heliox 30kW | DC | 30 | 2024-07-12 | Single port. Available as mobile, wall, or pedestal mount
QCharge123 | QAC2-BC | Commercial Charger | AC | 19.2 | 2025-07-17 | Single or dual port. | Heliox | HE9823009-01 | Heliox 44KW Bidirectional | DC V2G | 44 | 2025-06-18 | Single port. Available as wall or pedestal mount
QCharge123 | QAC2-BR | Residential/Low Commercial Charger | AC | 9.6 | 2025-07-17 | Single port. | i-charging | blueberry | BB50 | DC | 50 | 2024-07-01 | Dual port
RAB Lighting Inc. | EVC48 | EVC48 | AC | 11 | 2024-08-15 | Single Port, Standalone network capability; OCA Full and Security certificates under software version V1.00 | i-charging | blueberry CLUSTER | blueberry CLUSTER | DC | 500 | 2024-07-01 | Four ports. Simultaneous charging, Dynamic Power Allocation, 50 to 900 kW. 1 to 3 Power Units (cabinets) and up to 4 plugs in dispenser and satellites
Siemens | 8EM13105HF141GA2 | VersiCharge AC 48A NTEP | AC | 11.5 | 2025-01-28 | Single Port, Standalone network capability | i-charging | blueberry FUSION | blueberry FUSION | DC | 150 | 2024-10-02 | Dual port. Simultaneous charging, Dynamic Power Allocation, 50, 100 and 150kW available
Siemens | 8EM13155HG141GA2 | VersiCharge Blue AC 48A NTEP | AC | 11.5 | 2025-01-28 | Single Port, Standalone network capability | i-charging | blueberry PLUS | PU 200 R2 / PU 300 R2 | DC | 500 | 2024-07-01 | Four ports. Simultaneous charging, Dynamic Power Allocation, 50 to 900 kW. 1 to 3 Power Units (cabinets) and 1 Dispenser w 2 Plugs
Siemens | VersiCharge 11.5kW 8EM1310-5CF14-0GA0 | VersiCharge | AC | 11.5 | 2022-07-11 | Single Port, Standalone network capability | InCharge | ICE 480 | ICE 480 | DC | 480 | 2024-08-09 | Supports both CCS and CHAdeMO standards with one or two connectors. This DC Split System is designed to provide high power charging with distributed dispenser and power conversion units.
Siemens | VersiCharge 11.5kW 8EM1310-5CF14-1GA2 | VersiCharge | AC | 11.5 | 2022-07-11 | Single Port, Standalone network capability | InCharge | ICE CUBE 200kWh/200kW Battery Buffer | ICE CUBE 200kWh/200kW Battery Buffer | DC | 240 | 2024-08-09 | Battery integrated DCFC. Up to 4 ports.
Siemens | VersiCharge 11.5kW 8EM1312-5CF18-0FA3 | VersiCharge | AC | 11.5 | 2022-07-11 | Single Port, Standalone network capability | InCharge | ICE-120 | ICE-120 | DC | 120 | 2024-08-09 | 1x CCS1 connector 1x CHAdeMO connector NRTL listed as Shenzhen InfyPower : EXP120K2-FD-UU2 & EXP120K2-FS-U2
Siemens | VersiCharge 9.6kW 8EM1310-4CF14-0GA0 | VersiCharge | AC | 9.6 | 2022-07-11 | Single Port, Standalone network capability | InCharge | ICE-180 | ICE-180 | DC | 180 | 2024-08-09 | 1x CCS1 connector 1x CHAdeMO connector NRTL listed as Shenzhen InfyPower : EXP180K2-FD-UU2 & EXP180K2-FS-U2
Siemens | VersiCharge 9.6kW 8EM1310-4CF14-1GA2 | VersiCharge | AC | 9.6 | 2022-07-11 | Single Port, Standalone network capability | InCharge | ICE-30 | ICE-30 | DC | 30 | 2024-08-09 | 1x CCS1 connector 1x CHAdeMO connector NRTL listed as Shenzhen InfyPower : EXP30k2-FSW-U2 & EXP30kW-FDW-UU2
Siemens | VersiCharge 9.6kW 8EM1312-4CF18-0FA3 | VersiCharge | AC | 9.6 | 2022-07-11 | Single Port, Standalone network capability | InCharge | ICE-60 | ICE-60 | DC | 60 | 2024-08-09 | 1x CCS1 connector 1x CHAdeMO connector NRTL listed as Shenzhen InfyPower : EXP60K2-FD-UU2 & EXP60K2-FS-U2
StarCharge | AC###AN030###### | Artemis | AC | 19.2 | 2024-07-01 | Single port. | InCharge | ICE-22 V2X Wallbox | ICE-22 V2X Wallbox | DC V2G | 22 | 2024-08-09 | Supports both CCS and CHAdeMO. Up to 2 ports.
SWTCH Energy | AXLU111001/48 | AX48 | AC | 11 | 2024-07-01 | Single Port, Standalone network capability; OCA Full and Security certificates under software version V1.00 | InCharge | ICE-44 V2X Wallbox | ICE-44 V2X Wallbox | DC V2G | 44 | 2024-08-09 | Single or dual port. Supports both CCS and CHAdeMO. Up to 2 ports.
SWTCH Energy | AXLU191001/80 | AX80 | AC | 19.1 | 2024-07-01 | Single Port, Standalone network capability | InCharge | ICE-66 V2X | ICE-66 V2X | DC V2G | 66 | 2024-08-09 | Single or dual port. Supports both CCS and CHAdeMO. Up to 2 ports.
SWTCH Energy | EX-1193-1 | SWTCH Lite-On Platinum IC3 80A | AC | 19.2 | 2024-07-01 | Single Port NRTL Listed as EX-1193-1 | InCharge | IDC600K3-FMR5-2 | ICE-600 | DC | 600 | 2025-10-01 | Ten ports.
SWTCH Energy | EX-1193-3 | SWTCH Lite-On Platinum SC3 80A | AC | 19.2 | 2024-07-01 | Single Port NRTL Listed as EX-1193-3 | Ingeteam | RAPID 120 | RAPID 120 | DC | 120 | 2024-11-08 | Stand-alone. Single or dual port. CCS1, NACS and/or CHAdeMO.
SWTCH Energy | IC3-32A-H-A | SWTCH Lite-On Platinum IC3 | AC | 7.6 | 2024-07-01 | Single Port NRTL Listed as IC3-32A-H-A | Ingeteam | RAPID 150 | RAPID 150 | DC | 150 | 2024-11-08 | Stand-alone. Single or dual port. CCS1, NACS and/or CHAdeMO.
SWTCH Energy | SC3-32A-H | SWTCH Lite-On Platinum SC3 | AC | 7.6 | 2024-07-01 | Single Port NRTL Listed as SC3-32A-H | Ingeteam | RAPID 180 | RAPID 180 | DC | 180 | 2024-11-08 | Stand-alone. Single or dual port. CCS1, NACS and/or CHAdeMO.
TECO-Westinghouse | AWLU770001/ AW32 | 0 | AC | 7.7 | 2024-07-01 | Single Port, Standalone network capability | Ingeteam | RAPID 60E | RAPID 60E | DC | 60 | 2024-11-08 | Stand-alone. Single or dual port. CCS1, NACS and/or CHAdeMO.
Tellus Power | UP160J-#MP-### | 0 | AC | 7.2 | 2022-07-11 | Dual Port, Must acquire Gateway for network connectivity | Ingeteam | RAPID 90 | RAPID 90 | DC | 90 | 2024-11-08 | Stand-alone. Single or dual port. CCS1, NACS and/or CHAdeMO.
Tellus Power | UP80J-#MP-### | 0 | AC | 7.2 | 2024-07-01 | Single Port, Must acquire Gateway for network connectivity | Integra Energy | IEV/D030/SXXX | IEV/D030/SXXX | DC | 30 | 2024-07-01 | 1x CCS1 connector 1x CHAdeMO connector
TurnOnGreen | EVP1100-W/CPEVAC-11KW-J17-W EVP1100-WG/CPEVAC-11KW-J17-WG CPEVAC-11KW-S18-# | 0 | AC | 11.4 | 2023-05-03 | Single Port | Integra Energy | IEV/D060/SXXX | IEV/D060/SXXX | DC | 60 | 2024-07-01 | 1x CCS1 connector 1x CHAdeMO connector
TurnOnGreen | EVP700-W/CPEVAC-7KW-J17-W/ EVP700-G/CPEVAC-7KW-J17-G CPEVAC-7KW-S17-# | 0 | AC | 7.6 | 2023-05-03 | Single Port | Integra Energy | IEV/D120/SXXX | IEV/D120/SXXX | DC | 120 | 2024-07-01 | 1x CCS1 connector 1x CHAdeMO connector
Voltpost, Inc. | Voltpost Air Pole Mount | Voltpost Air | AC | 9.6 | 2025-09-10 | Single port, Must acquire Gateway for network connectivity | Integra Energy | IEV/D180/SXXX | IEV/D180/SXXX | DC | 180 | 2024-07-01 | 1x CCS1 connector 1x CHAdeMO connector; OCA Full and Security certificates under software version V1.00
Wallbox | PUP1-#-1-5-#-### / PUP2-#-1-5-#-### | Pulsar Plus | AC | 9.6 | 2024-07-01 | Single Port | Integra Energy | IEV/D360/SXXX | IEV/D360/SXXX | DC | 360 | 2024-07-01 | Power Cabinet. 1x CCS1 connector or 1x CHAdeMO connector. Vetted dispensers are DDWU362T0TE2PN- RW DDWU362T0TE2N7-RW, DDWU362V00E2N7-RW DDWU362U0UE2PN-RW, DDWU362U0UE2N7-RW, DDWU362K0TE2PN-RW, DDWU362K0TE2N7-RW, DDWU362K0UE2PN-RW, DDWU362K0UE2N7-RW, DDWU362G00E2PN-RW, DDWU362G00E2N7-RW, DDWU362K00E2PN-RW, DDWU362K00E2N7-RW, DDWU362U00E2PN-RW, DDWU362U00E2N7-RW, DDWU362T00E2PN-RW, DDWU362T00E2N7-RW, DDWU362V0UE2PN-RW, DDWU362V0UE2N7-RW, DDWU362V0KE2PN-RW, DDWU362V0KE2N7-RW, DDWU362V0TE2PN-RW, DDWU362V0TE2N7-RW, DDWU362V00E2PN-RW.
Xeal | 0 | Xeal-64 charger | AC | 15.4 | 2025-12-09 | Single port, Must acquire Gateway for network connectivity | Jule (eCAMION) | Jule-100 | Jule Charger 100 | DC | 100 | 2024-07-01 | DCFC that works with ESS w/ voltage range 650-800VDC
Xiamen Topstar Co., LTD | TSEA240V/32AUS | TSEA240V/##AUS | AC | 7.6 | 2025-09-10 | Single port. | Jule (eCAMION) | Jule-200 | Jule Charger 200 | DC | 200 | 2024-07-01 | DCFC that works with ESS w/ voltage range 650-800VDC
Xiamen Topstar Co., LTD | TSEA240V/40AUS | TSEA240V/##AUS | AC | 9.6 | 2025-09-10 | Single port. | Jule (eCAMION) | Jule-350 | Jule Charger 350 | DC | 350 | 2024-07-01 | DCFC that works with ESS w/ voltage range 650-800VDC
Xiamen Topstar Co., LTD | TSEA240V/48AUS | TSEA240V/##AUS | AC | 11.5 | 2025-09-10 | Single port. | Kempower | C50####### C80####### | C-Series | DC | 600 | 2024-12-16 | Up to 8 ports. Kempower Power Unit supplies DC power to various distributed dispenser ouputs including but not limited to the Kempower Satellite (offers single or dual port configurations), the Kempower Liquid Cooled Satellite, etc.. Details about qualifications relevant to each variant is detailed in the corresponding notes section.
Xiamen Topstar Co., LTD | TSEA240V/80AUS | TSEA240V/##AUS | AC | 19.2 | 2025-08-22 | Single port. | Kempower | C501### | C-Series | DC | 200 | 2025-08-15 | 1-4 power modules supporting max output range of 50-200kW
Xiamen Topstar Co., LTD | TSED240V/32A2US | TSED240V/##A2US | AC | 7.6 | 2025-09-10 | Dual port. | Kempower | C502### | C-Series | DC | 350 | 2025-08-15 | 1-7 power modules supporting max output range of 50-350kW
Xiamen Topstar Co., LTD | TSED240V/40A2US | TSED240V/##A2US | AC | 9.6 | 2025-09-10 | Dual port. | Kempower | C503### | C-Series | DC | 350 | 2025-08-15 | 1-7 power modules supporting max output range of 50-350kW
Xiamen Topstar Co., LTD | TSED240V/48A2US | TSED240V/##A2US | AC | 11.5 | 2025-09-10 | Dual port. | Kempower | C801### | C-Series | DC | 200 | 2025-08-15 | 1-4 power modules supporting max output range of 50-200kW
Xiamen Topstar Co., LTD | TSED240V/80A2US | TSED240V/##A2US | AC | 19.2 | 2025-08-22 | Dual port. | Kempower | C802### | C-Series | DC | 350 | 2025-08-15 | 1-7 power modules supporting max output range of 50-350kW
Zerova | AWLU770001/ AW32 | ICS AWG 4G | AC | 7.7 | 2022-12-01 | Single Port, Standalone network capability | Kempower | C803### | C-Series | DC | 350 | 2025-08-15 | 1-7 power modules supporting max output range of 50-350kW
Zerova | AXLU111001/ AX48 | AX48 | AC | 11 | 2022-12-01 | Single Port, Standalone network capability; OCA Full and Security certificates under software version V1.00 | Lincoln Electric | Velion 150 | Velion | DC | 150 | 2024-08-14 | Single port.
Zerova | AXLU191001/ AX80 | AX80 | AC | 19.1 | 2024-07-01 | Single Port, Standalone network capability | Loop Global | EVS-FLASH-300-D01 | Infinity Flash (with screen) | DC | 300 | 2024-07-19 | Dual port with screen. Power cabinet required: EVS-FLASH- 360-PC01
[7 empty] | Loop Global | EVS-FLASH-300-D01-150 | Infinity Flash (with screen)(derated) | DC | 150 | 2025-02-26 | 150kW max per port
[7 empty] | Loop Global | EVS-FLASH-300-D02 | Infinity Flash (without screen) | DC | 300 | 2024-07-19 | Dual port without screen. Power cabinet required: EVS-FLASH- 360-PC01
[7 empty] | Loop Global | EVS-FLASH-300-D02-150 | Infinity Flash (without screen)(derated) | DC | 150 | 2025-02-26 | 150kW max per port
[7 empty] | Lynkwell | LW141-DC480/480-SA-CC18 | LW141-DC480/480-SA-CC18 | DC | 480 | 2025-11-14 | Dual port. 2x CCS1 connector
[7 empty] | Lynkwell | LW141-DC480/480-SA-CN-18 | LW141-DC480/480-SA-CN-18 | DC | 480 | 2025-11-14 | Dual port. 1x CCS1 connector, 1x NACS/J3400 connector
[7 empty] | Lynkwell | LW141-DC480/400-SA-CC18 | LW141-DC480/400-SA-CC18 | DC | 400 | 2025-11-14 | Dual port. 2x CCS1 connector
[7 empty] | Lynkwell | LW141-DC480/400-SA-CN18 | LW141-DC480/400-SA-CN18 | DC | 400 | 2025-11-14 | Dual port. 1x CCS1 connector, 1x NACS/J3400 connector
[7 empty] | Lynkwell | LW141-DC480/320-SA-CC18 | LW141-DC480/320-SA-CC18 | DC | 320 | 2025-11-14 | Dual port. 2x CCS1 connector
[7 empty] | Lynkwell | LW141-DC480/320-SA-CN18 | LW141-DC480/320-SA-CN18 | DC | 320 | 2025-11-14 | Dual port. 1x CCS1 connector, 1x NACS/J3400 connector
[7 empty] | Lynkwell | LW141-DC100 | LW141-DC100 | DC | 100 | 2025-04-02 | Single or dual port
[7 empty] | Lynkwell | LW141-DC120 | LW141-DC120 | DC | 120 | 2025-04-02 | Single or dual port
[7 empty] | Lynkwell | LW141-DC140 | LW141-DC140 | DC | 140 | 2025-04-02 | Single or dual port
[7 empty] | Lynkwell | LW141-DC160 | LW141-DC160 | DC | 160 | 2025-04-02 | Single or dual port
[7 empty] | Lynkwell | LW141-DC180 | LW141-DC180 | DC | 180 | 2025-04-02 | Single or dual port
[7 empty] | Lynkwell | LW141-DC200 | LW141-DC200 | DC | 200 | 2025-04-02 | Single or dual port
[7 empty] | Lynkwell | LW141-DC220 | LW141-DC220 | DC | 220 | 2025-04-02 | Single or dual port
[7 empty] | Lynkwell | LW141-DC240 | LW141-DC240 | DC | 240 | 2025-04-02 | Single or dual port
[7 empty] | Lynkwell | LW141-DC60 | LW141-DC60 | DC | 60 | 2025-04-02 | Single or dual port
[7 empty] | Lynkwell | LW141-DC640 | LW141-DC640 | DC | 640 | 2025-04-02 | The DC HiPower has a power cabinet with dispenser set up. It comes in 320, 480, or 640kW options and can be purchased with 2, 4, 6, or 8 ports depending on the number of dispensers.
[7 empty] | Lynkwell | LW141-DC80 | LW141-DC80 | DC | 80 | 2025-04-02 | Single or dual port
[7 empty] | Lynkwell | LW301-DC-180 | LW301-DC-180 | DC | 180 | 2024-10-17 | 0
[7 empty] | Lynkwell | LW301-DC240 | LW301-DC240 | DC | 240 | 2024-10-17 | OCA Full and Security certificates under software version 1.2009.0 (alternate company name on OCA cert - Wanbang Digital Energy Co., Ltd.)
[7 empty] | Lynkwell | LW301-DC320 | LW301-DC320 | DC | 320 | 2025-08-29 | Dual port.
[7 empty] | Lynkwell | LW401-DC600 | LW401-DC600 | DC | 600 | 2024-12-16 | This is distributed system that can connect up to two 400kW dispensers(Model no: DP400K-xx-PS-yy) ## : Varaiable based on any other options xx : Variable based on connector type(CCS1, NACS) yy : variable based on any other options
[7 empty] | Nidec | EVDIS-L120DAWM010 | DirectPowerPS Tower 120 Flagship | DC | 120 | 2024-08-27 | 120kW all-in-one charger with 2 connectors, advertising display, and payment terminal. Alternate designations: DirectPowerPS 120 Flagship, DirectPowerPS 120
[7 empty] | Nidec | EVDIS-L120DFW00041 | DirectPowerPS Tower 120 Fleet | DC | 120 | 2024-08-27 | 120kW all-in-one charger with 2 connectors. Alternate designations: DirectPowerPS 120 Fleet, DirectPowerPS 120
[7 empty] | Nidec | EVDIS-L180DAWM010 | DirectPowerPS Tower 180 Flagship | DC | 180 | 2024-08-27 | 180kW all-in-one charger with 2 connectors, advertising display, and payment terminal. Alternate designations: DirectPowerPS 180 Flagship, DirectPowerPS 180
[7 empty] | Nidec | EVDIS-L180DFW00041 | DirectPowerPS Tower 180 Fleet | DC | 180 | 2024-08-27 | 180kW all-in-one charger with 2 connectors. Alternate designations: DirectPowerPS 180 Fleet, DirectPowerPS 180
[7 empty] | Nidec | EVDIS-L240DAWM000 | DirectPowerPS Tower 240 Flagship | DC | 240 | 2024-08-27 | 240kW all-in-one charger with 2 connectors, advertising display, and payment terminal. Alternate designations: DirectPowerPS 240 Flagship, DirectPowerPS 240
[7 empty] | Nidec | EVDIS-L240DFW00031 | DirectPowerPS Tower 240 Fleet | DC | 240 | 2024-08-27 | 240kW all-in-one charger with 2 connectors. Alternate designations: DirectPowerPS 240 Fleet, DirectPowerPS 240
[7 empty] | Nidec | EVDIS-L300DAWM000 | DirectPowerPS Tower 300 Flagship | DC | 300 | 2024-08-27 | 300kW all-in-one charger with 2 connectors, advertising display, and payment terminal. Alternate designations: DirectPowerPS 300 Flagship, DirectPowerPS 300
[7 empty] | Nidec | EVDIS-L300DFW00031 | DirectPowerPS Tower 300 Fleet | DC | 300 | 2024-08-27 | 300kW all-in-one charger with 2 connectors. Alternate designations: DirectPowerPS 300 Fleet, DirectPowerPS 300
[7 empty] | Nidec | EVDIS-L360DAWM000 | DirectPowerPS Tower 360 Flagship | DC | 360 | 2024-08-27 | 360kW all-in-one charger with 2 connectors, advertising display, and payment terminal. Alternate designations: DirectPowerPS 360 Flagship, DirectPowerPS 360
[7 empty] | Nidec | EVDIS-L360DFW00031 | DirectPowerPS Tower 360 Fleet | DC | 360 | 2024-08-27 | 360kW all-in-one charger with 2 connectors. Alternate designations: DirectPowerPS 360 Fleet, DirectPowerPS 360
[7 empty] | Nuvve | DC RES-HD125-V2G (RES-HD125-V2G) | DC Rapid HD Charging Station 125kW | DC V2G | 125 | 2022-08-10 | Power Cabinet, Rhombus: RES-DCVC125-480-V2G (RES-HD125-V2G), Firmware 603/0A16, Checksum A6AB Approved dispensers are RES-D2-CS20-V2G (RES-HD125-V2G), 1x CCS1 connector
[7 empty] | Nuvve | DC RES-HD60-V2G (RES-HD60-V2G) | DC Rapid HD Charging Station 60kW | DC V2G | 60 | 2022-08-10 | Power Cabinet, Rhombus: RES-DCVC60-480-V2G (RES-HD60-V2G), Firmware 603/0A16, Checksum 0A16 Approved dispensers are RES-D2-CS20-V2G (RES-HD125-V2G), 1x CCS1 connector
[7 empty] | Nuvve | JT-30DC-V1G, JT-30DC-V1G-BA | EVSE Nuvve DC 30kW Smart Charging Station (CCS1, uni-directional, wall-mount) | DC | 30 | 2024-08-01 | Single port.
[7 empty] | Nuvve | TP-120DC-V1G-H1-C, TP-120DC-V1G-H1-N, TP-120DC-V1G-H2-CC, TP-120DC-V1G-H2-NN, TP-120DC-V1G-H2-NC, TP-120DC-V1G-H1-C-BA, TP-120DC-V1G-H1-N-BA, TP-120DC-V1G-H2-CC-BA, TP-120DC-V1G-H2-NN-BA, TP-120DC-V1G-H2-NC-BA | EVSE Nuvve DCFC 120kW Smart Charging Station (Single or Dual Port, CCS1 or NACS, Power Sharing, non-BABA or BABA) | DC | 120 | 2025-01-09 | Dual port. Can be configured with: 2x CCS, 2x NACS, 2x CHAdeMO, 1x CCS + 1x NACS, 1x CCS + 1x CHAdeMO
[7 empty] | Nuvve | TP-160DC-V1G-H1-C, TP-160DC-V1G-H1-N, TP-160DC-V1G-H2-CC, TP-160DC-V1G-H2-NN, TP-160DC-V1G-H2-NC, TP-160DC-V1G-H1-C-BA, TP-160DC-V1G-H1-N-BA, TP-160DC-V1G-H2-CC-BA, TP-160DC-V1G-H2-NN-BA, TP-160DC-V1G-H2-NC-BA | EVSE Nuvve DCFC 160kW Smart Charging Station (Single or Dual Port, CCS1 or NACS, Power Sharing, non-BABA or BABA) | DC | 160 | 2025-01-09 | Dual port. Can be configured with: 2x CCS, 2x NACS, 2x CHAdeMO, 1x CCS + 1x NACS, 1x CCS + 1x CHAdeMO
[7 empty] | Nuvve | TP-180DC-V1G-H1-C, TP-180DC-V1G-H1-N, TP-180DC-V1G-H2-CC, TP-180DC-V1G-H2-NN, TP-180DC-V1G-H2-NC, TP-180DC-V1G-H1-C-BA, TP-180DC-V1G-H1-N-BA, TP-180DC-V1G-H2-CC-BA, TP-180DC-V1G-H2-NN-BA, TP-180DC-V1G-H2-NC-BA | EVSE Nuvve DCFC 180kW Smart Charging Station (Single or Dual Port, CCS1 or NACS, Power Sharing, non-BABA or BABA) | DC | 180 | 2025-01-09 | Dual port. Can be configured with: 2x CCS, 2x NACS, 2x CHAdeMO, 1x CCS + 1x NACS, 1x CCS + 1x CHAdeMO
[7 empty] | Nuvve | TP-200DC-V1G-H2-CC | TP-200DC-V1G(-####) | DC | 200 | 2025-01-09 | Dual Port, either 2x CCS or 1x CCS + 1x CHAdeMO
[7 empty] | Nuvve | TP-240DC-V1G-H2-CC | TP-240DC-V1G(-####) | DC | 240 | 2025-01-09 | Dual Port, either 2x CCS or 1x CCS + 1x CHAdeMO
[7 empty] | Nuvve | TP-300HPDC-V1G-H1-C, TP-300HPDC-V1G-H1-N, TP-300HPDC-V1G-H2-CC, TP-300HPDC-V1G-H2-NN, TP-300HPDC-V1G-H2-NC, TP-300HPDC-V1G-H1-C-BA, TP-300HPDC-V1G-H1-N-BA, TP-300HPDC-V1G-H2-CC-BA, TP-300HPDC-V1G-H2-NN-BA, TP-300HPDC-V1G-H2-NC-BA | EVSE Nuvve DCFC 300kW Smart Charging Station (Single or Dual Port, CCS1 or NACS, Power Sharing, non-BABA or BABA) | DC | 300 | 2025-01-09 | Dual Port, either 2x CCS or 1x CCS + 1x CHAdeMO
[7 empty] | Nuvve | TP-30DC-V1G-H1-C, TP-30DC-V1G-H1-N, TP-30DC-V1G-H1-C-BA, TP-30DC-V1G-H1-N-BA | EVSE Nuvve DCFC 30kW Smart Charging Station (Single Port, CCS1 or NACS, non-BABA or BABA) | DC | 30 | 2025-01-09 | Dual port. Can be configured with: 2x CCS, 2x NACS, 2x CHAdeMO, 1x CCS + 1x NACS, 1x CCS + 1x CHAdeMO
[7 empty] | Nuvve | TP-360HPDC-V1G-H1-C, TP-360HPDC-V1G-H1-N, TP-360HPDC-V1G-H2-CC, TP-360HPDC-V1G-H2-NN, TP-360HPDC-V1G-H2-NC, TP-360HPDC-V1G-H1-C-BA, TP-360HPDC-V1G-H1-N-BA, TP-360HPDC-V1G-H2-CC-BA, TP-360HPDC-V1G-H2-NN-BA, TP-360HPDC-V1G-H2-NC-BA | EVSE Nuvve DCFC 360kW Smart Charging Station (Single or Dual Port, CCS1 or NACS, Power Sharing, non-BABA or BABA) | DC | 360 | 2025-01-09 | Dual Port, either 2x CCS or 1x CCS + 1x CHAdeMO
[7 empty] | Nuvve | TP-60DC-V1G-H1-C, TP-60DC-V1G-H1-N, TP-60DC-V1G-H2-CC, TP-60DC-V1G-H2-NN, TP-60DC-V1G-H2-NC, TP-60DC-V1G-H1-C-BA, TP-60DC-V1G-H1-N-BA, TP-60DC-V1G-H2-CC-BA, TP-60DC-V1G-H2-NN-BA, TP-60DC-V1G-H2-NC-BA | EVSE Nuvve DCFC 60kW Smart Charging Station (Single or Dual Port, CCS1 or NACS, non-BABA or BABA) | DC | 60 | 2025-01-09 | Dual port. Can be configured with: 2x CCS, 2x NACS, 2x CHAdeMO, 1x CCS + 1x NACS, 1x CCS + 1x CHAdeMO
[7 empty] | PowerPump | DC120 | Level 3 DC Charging Station 120kW | DC | 120 | 2024-01-02 | SAE J1772, Standalone network capability
[7 empty] | PowerPump | DC150 | Level 3 DC Charging Station 150kW | DC | 150 | 2024-01-02 | SAE J1772, Standalone network capability
[7 empty] | PowerPump | DC180 | Level 3 DC Charging Station 1280kW | DC | 180 | 2024-01-02 | SAE J1772, Standalone network capability
[7 empty] | PowerPump | DC300 | 0 | DC | 300 | 2024-07-01 | 0
[7 empty] | PowerPump | DC360 | 0 | DC | 360 | 2024-07-01 | 0
[7 empty] | PowerPump | DC60 | Level 3 DC Charging Station 60kW | DC | 60 | 2024-01-02 | SAE J1772, Standalone network capability
[7 empty] | Siemens | SICHARGE UC150 P3REC100003602 (8EM40012AA101AA2) | SiCHARGE UC150 | DC | 150 | 2024-07-01 | 1x CCS1 connector. Vetted dispensers are P3REC100003604 and P3REC100003615
[7 empty] | Sinexcel | SEC1000/160Y-H-U； SEC1000/160Y-T-U； SEC1000/160Y-HH-U； SEC1000/160Y-TT-U； SEC1000/160Y-HT-U； SEC1000/120Y-H-U； SEC1000/120Y-T-U； SEC1000/120Y-HH-U； SEC1000/120Y-TT-U； SEC1000/120Y-HT-U； SEC1000/60Y-C-U； SEC1000/60Y-S-U； SEC1000/60Y-CC-U； SEC1000/60Y-SS-U； SEC1000/60Y-SC-U； | SEC160 | DC | 160 | 2025-04-11 | Output range:200V-1000V efficiency:Up to 96% Full certification User-friendly ADA Multiple payment methods Support for customization PLUG& CHARGE Hardware 15118-Ready Can Output 350A CCS1 boost 500A NACS boost 400A
[7 empty] | Sinexcel | SEC1000/240Y-H-U SEC1000/240Y-HH-U SEC1000/240Y-HJ-U SEC1000/240Y-T-U SEC1000/240Y-HT-U SEC1000/240Y-TJ-U SEC1000/240Y-TT-U | SEC 240 | DC | 240 | 2025-04-11 | Output range:200V-1000V efficiency:Up to 96% Full certification User-friendly ADA Multiple payment methods Support for customization PLUG& CHARGE Hardware 15118-Ready Can Output 350A CCS1 boost 500A NACS boost 400A
[7 empty] | Sinexcel | SEC1000/360F-N-U SEC1000/480F-N-U SEC1000/200U-C-U SEC1000/200U-CC-U SEC1000/200U-CJ-U SEC1000/300U-H-U SEC1000/300U-HH-U SEC1000/300U-HC-U SEC1000/300U-HJ-U SEC1000/500U-F-U SEC1000/500U-FH-U SEC1000/500U-FC-U SEC1000/500U-FJ-U SEC1000/300U-T-U SEC1000/300U-TJ-U SEC1000/300U-HT-U SEC1000/300U-TT-U SEC1000/300U-TC-U SEC1000/500U-FT-U | SEC 480 | DC | 480 | 2025-04-11 | Output range:200V-1000V efficiency:Up to 96% Full certification User-friendly ADA Multiple payment methods Support for customization PLUG& CHARGE Hardware 15118-Ready Air cooling output 350A Liquid cooling sustained maximum output 500A
[7 empty] | SK Signet | CD40*# / CP60*# | V2 VE 600kW Distributed system | DC | 400 | 2025-05-08 | Two dispensers type or four dispensers type. CCS1 and NACS connectors are supported. "*#" in the end of model number identifies any changes including hardware, option, certifications, and etc.
[7 empty] | SK Signet | FC200K-##-## | V2 200kW AIO system | DC | 200 | 2024-07-01 | "xx" in the model number identifies connector type. "B2": Dual CCS1 connector "BH": CCS1 and NACS connector
[7 empty] | SK Signet | HPC175K-PS | Signet HP | DC | 350 | 2024-07-01 | Power Cabinet, 1x CCS1 connector 1x CHAdeMO connector Vetted dispensers are SHDP350K-NCC-PS
[7 empty] | SK Signet | PC600K-PS-## | PC600K-PS-## | DC | 600 | 2024-12-16 | This is distributed system that can connect up to two 400kW dispensers(Model no: DP400K-xx-PS-yy) ## : Varaiable based on any other options xx : Variable based on connector type(CCS1, NACS) yy : variable based on any other options
[7 empty] | StarCharge | DC3200AN147XYZ/ DC2800AN147XYZ/ DC2400AN147XYZ/ DC1800AN147XYZ/ DC1500AN147XYZ/ DC1200AN147XYZ | Titan 320kW | DC | 320 | 2024-12-11 | Dual port.
[7 empty] | StarCharge | Neptune 240kW | Neptune 240kW | DC | 240 | 2024-07-01 | OCA Full and Security certificates under software version 1.2009.0 (alternate company name on OCA cert - Wanbang Digital Energy Co., Ltd.)
[7 empty] | StarCharge | Titan 180kW | Titan 180kW | DC | 180 | 2024-07-01 | 0
[7 empty] | TECO-Westinghouse | DOWU362 | Nexe VersaCharge 120kW | DC | 360 | 2024-07-01 | Power Cabinet. 1x CCS1 connector or 1x CHAdeMO connector. Vetted dispensers are DDWU362T0TE2PN- RW DDWU362T0TE2N7-RW, DDWU362V00E2N7-RW DDWU362U0UE2PN-RW, DDWU362U0UE2N7-RW, DDWU362K0TE2PN-RW, DDWU362K0TE2N7-RW, DDWU362K0UE2PN-RW, DDWU362K0UE2N7-RW, DDWU362G00E2PN-RW, DDWU362G00E2N7-RW, DDWU362K00E2PN-RW, DDWU362K00E2N7-RW, DDWU362U00E2PN-RW, DDWU362U00E2N7-RW, DDWU362T00E2PN-RW, DDWU362T00E2N7-RW, DDWU362V0UE2PN-RW, DDWU362V0UE2N7-RW, DDWU362V0KE2PN-RW, DDWU362V0KE2N7-RW, DDWU362V0TE2PN-RW, DDWU362V0TE2N7-RW, DDWU362V00E2PN-RW.
[7 empty] | TECO-Westinghouse | DSWU122 | Nexe VersaCharge 180kW | DC | 120 | 2024-07-01 | 1x CCS1 connector 1x CHAdeMO connector
[7 empty] | TECO-Westinghouse | DSWU601 | Nexe VersaCharge 90kW | DC | 60 | 2024-07-01 | 1x CCS1 connector 1x CHAdeMO connector
[7 empty] | TECO-Westinghouse | DSWU901 | 0 | DC | 90 | 2024-07-01 | 1x CCS1 connector 1x CHAdeMO connector
[7 empty] | TECO-Westinghouse | DWWU301/ DW30 | 0 | DC | 30 | 2024-07-01 | 1x CCS1 connector 1x CHAdeMO connector
[7 empty] | Tellus Power | TP-EVPD-120kW (TP5-120-480) | 0 | DC | 120 | 2022-09-27 | Dual Port ; either 2 x CCS or 1x CCS + 1x CHAdeMO or or 1x CCS + 1x NACS or 2 x NACS
[7 empty] | Tellus Power | TP-EVPD-160kW (TP5-160-480) | 0 | DC | 160 | 2024-09-06 | Dual Port ; either 2 x CCS or 1x CCS + 1x CHAdeMO or or 1x CCS + 1x NACS or 2 x NACS
[7 empty] | Tellus Power | TP-EVPD-180kW (TP5-180-480) | 0 | DC | 180 | 2024-09-06 | Dual Port ; either 2 x CCS or 1x CCS + 1x CHAdeMO or or 1x CCS + 1x NACS or 2 x NACS
[7 empty] | Tellus Power | TP-EVPD-200kW (TP5-200-480) | 0 | DC | 200 | 2022-07-11 | Dual Port ; either 2 x CCS or 1x CCS + 1x CHAdeMO or or 1x CCS + 1x NACS or 2 x NACS
[7 empty] | Tellus Power | TP-EVPD-240kW (TP5-240-480) | 0 | DC | 240 | 2024-07-01 | Dual Port ; either 2 x CCS or 1x CCS + 1x CHAdeMO or or 1x CCS + 1x NACS or 2 x NACS
[7 empty] | Tellus Power | TP-EVPD-300kW (TP5-300-480) | 0 | DC | 300 | 2024-09-06 | Dual Port ; either 2 x CCS or 1x CCS + 1x CHAdeMO or or 1x CCS + 1x NACS or 2 x NACS
[7 empty] | Tellus Power | TP-EVPD-30kW (TP5-30-480) | 0 | DC | 30 | 2024-07-01 | Single Port ; CCS1 or CHAdeMO or NACS
[7 empty] | Tellus Power | TP-EVPD-360kW (TP5-360-480) | 0 | DC | 360 | 2024-09-06 | Dual Port ; either 2 x CCS or 1x CCS + 1x CHAdeMO or or 1x CCS + 1x NACS or 2 x NACS
[7 empty] | Tellus Power | TP-EVPD-60kW (TP5-60-480) | 0 | DC | 60 | 2024-07-01 | Dual Port ; either 2 x CCS or 1x CCS + 1x CHAdeMO or or 1x CCS + 1x NACS or 2 x NACS
[7 empty] | Tellus Power | TP-V2G-20-480 | 0 | DC V2G | 20 | 2024-07-01 | Bidirectional charger
[7 empty] | Tellus Power | TP-V2G-30-480 | 0 | DC V2G | 30 | 2024-07-01 | Bidirectional charger
[7 empty] | Tellus Power | TP-V2G-40-480 | 0 | DC V2G | 40 | 2024-07-01 | Bidirectional charger
[7 empty] | Tellus Power | TP-V2G-60-480 | 0 | DC V2G | 60 | 2024-07-01 | Bidirectional charger
[7 empty] | Tritium | PKM150 | 0 | DC | 150 | 2024-07-01 | Charging station is DC-fed
[7 empty] | Tritium | TRI-153-RTM-02-025-#### | RTM 25 | DC | 25 | 2025-06-05 | 1x CCS1 connector 1x CHAdeMO connector
[7 empty] | Tritium | TRI-153-RTM-02-050-#### | RTM 50 | DC | 50 | 2025-06-05 | 1x CCS1 connector 1x CHAdeMO connector
[7 empty] | Tritium | TRI-153-RTM-02-075-#### | RTM 75 | DC | 75 | 2023-06-08 | 1x CCS1 connector 1x CHAdeMO connector
[7 empty] | Tritium | Veefil RT 175-S | 0 | DC | 175 | 2023-06-08 | 1x CCS1 connector 1x CHAdeMO connector
[7 empty] | Tritium | Veefil RT 50 | 0 | DC | 50 | 2023-06-08 | 1x CCS1 connector 1x CHAdeMO connector
[7 empty] | TurnOnGreen | FSP1200/CPEVDC-120KW-# | FSP1200 | DC | 120 | 2024-07-01 | Single Port, CCS connector
[7 empty] | TurnOnGreen | FSP1800 | FSP1800 | DC | 180 | 2024-07-01 | 0
[7 empty] | TurnOnGreen | FSP300/CPEVDC-30KW-# | FSP300 | DC | 30 | 2024-07-01 | Single Port, CCS connector
[7 empty] | TurnOnGreen | FSP600/CPEVDC-60KW-# | FSP600 | DC | 60 | 2024-07-01 | Single Port, CCS connector
[7 empty] | XCharge | C6AM150XX | C6AM150XX | DC | 150 | 2024-07-01 | Standalone DCFC, no HPC needed, runs off its own power
[7 empty] | XCharge | C6AM200XX | C6AM200XX | DC | 200 | 2024-10-03 | Dual port.
[7 empty] | XCharge | C6AM200XX (125kW) | C6AM200XX (125kW) | DC | 125 | 2025-08-27 | Runs on 208 3P power, standalone DCFC
[7 empty] | XCharge | C6AM90XX | C6AM90XX | DC | 95 | 2024-07-01 | Runs on 208 3P power, standalone DCFC
[7 empty] | Xcharge | C7AM-240-CC / C7AM-240-LQ- CC | C7AM | DC | 240 | 2024-10-29 | Dual port DCFC (up to 400kW), available with both CCS1 and NACS (liquid or air cooled cable)
[7 empty] | Xcharge | C7AM-280-CC / C7AM-280-LQ-CC | C7AM | DC | 280 | 2024-10-29 | Dual port DCFC (up to 400kW), available with both CCS1 and NACS (liquid or air cooled cable)
[7 empty] | Xcharge | C7AM-320-CC / C7AM-320-LQ-CC | C7AM | DC | 320 | 2024-10-29 | Dual port DCFC (up to 400kW), available with both CCS1 and NACS (liquid or air cooled cable)
[7 empty] | Xcharge | C7AM-360-CC / C7AM-360-LQ-CC | C7AM | DC | 360 | 2024-10-29 | Dual port DCFC (up to 400kW), available with both CCS1 and NACS (liquid or air cooled cable)
[7 empty] | Xcharge | C7AM-400-CC / C7AM-400-LQ-CC | C7AM | DC | 400 | 2024-10-29 | Dual port DCFC (up to 400kW), available with both CCS1 and NACS (liquid or air cooled cable)
[7 empty] | Zerova | DD3.0/3.5 Dispenser: DDWU362/DDWA362 | DO/DD Series: DD3.0/3.5 Dispenser | DC | 360 | 2024-07-01 | 0
[7 empty] | Zerova | DO360: DOWU362/DOWA362 | DO/DD Series: DO360 | DC | 360 | 2024-07-01 | Power Cabinet. 1x CCS1 connector or 1x CHAdeMO connector. Vetted dispensers are DDWU362T0TE2PN- RW DDWU362T0TE2N7-RW, DDWU362V00E2N7-RW DDWU362U0UE2PN-RW, DDWU362U0UE2N7-RW, DDWU362K0TE2PN-RW, DDWU362K0TE2N7-RW, DDWU362K0UE2PN-RW, DDWU362K0UE2N7-RW, DDWU362G00E2PN-RW, DDWU362G00E2N7-RW, DDWU362K00E2PN-RW, DDWU362K00E2N7-RW, DDWU362U00E2PN-RW, DDWU362U00E2N7-RW, DDWU362T00E2PN-RW, DDWU362T00E2N7-RW, DDWU362V0UE2PN-RW, DDWU362V0UE2N7-RW, DDWU362V0KE2PN-RW, DDWU362V0KE2N7-RW, DDWU362V0TE2PN-RW, DDWU362V0TE2N7-RW, DDWU362V00E2PN-RW.
[7 empty] | Zerova | DQ480: DQWU482/DQWA482 | DQ Series: DQ480 | DC | 480 | 2024-10-30 | Configurable to four or two cables
[7 empty] | Zerova | DQWA242 | DQ240 | DC | 240 | 2024-10-30 | Configurable to four or two cables
[7 empty] | Zerova | DQWA360 | DQ360 | DC | 360 | 2024-10-30 | Configurable to four or two cables
[7 empty] | Zerova | DS120: DSWU122/DSWA122 | DS Series: DS120 | DC | 120 | 2022-12-01 | 1x CCS1 connector 1x CHAdeMO connector
[7 empty] | Zerova | DS150: DSWU152/DSWA152 | DS Series: DS150 | DC | 150 | 2025-09-15 | 1x CCS1 connector 1x CHAdeMO connector
[7 empty] | Zerova | DS180: DSWU182/DSWA182 | DS Series: DS180 | DC | 180 | 2022-10-24 | 1x CCS1 connector 1x CHAdeMO connector; OCA Full and Security certificates under software version V1.00
[7 empty] | Zerova | DS60: DSWU601/DSWA601/SF##601 | DS Series: DS60/SF60 | DC | 60 | 2022-12-01 | 1x CCS1 connector 1x CHAdeMO connector
[7 empty] | Zerova | DS90: DSWU901/DSWA901 | DS Series: DS90 | DC | 90 | 2024-07-01 | 1x CCS1 connector 1x CHAdeMO connector
[7 empty] | Zerova | DT240: DTWA240 | DT Series: DT240 | DC | 240 | 2024-10-30 | Configurable to four or two cables
[7 empty] | Zerova | DW30: DWWU301/DWWA301 | DW Series: DW30 | DC | 30 | 2022-10-24 | 1x CCS1 connector 1x CHAdeMO connector
[7 empty] | Zerova | DZ480: DZWU482/DEZWA482 | DZ Series: DZ480 | DC | 480 | 2024-10-30 | Configurable to two, four, or six cables
Formulas:
Date Vetted = _xlws.FILTER(FullList[Initial Vetting Date], (FullList[Category]="Network Software") * ((1=FullList[4-1D]) + (1=FullList[4-7D])) * ((1=FullList[4-8A]) + (1=FullList[4-8B])) * (1=FullList[OC-4]) )

## Salt River Project (hidden)
Salt River Project
Updated February 6, 2026
NOTES:
These EVSE meet the program requirements established by Salt River Project.
AC EVSE | [5 empty] | DC EVSE
Brand | Model Number | Model Name | Type | Max Power (kW) | Notes | Brand | Model Number | Model Name | Type | Max Power (kW) | Notes
ATG Electronics | ATG-C01-40A | Commercial EV Charger | AC | 9.6 | Single port | ABB | A400 | A400 | DC | 400 | Dual port.
ATG Electronics | ATG-C01-48A | Commercial EV Charger | AC | 11.5 | Single port | ABB | C50S#NA### | C50 | DC | 50 | Dual port.
Autel | AC W12-L-4G | AC Elite | AC | 12 | Single Port ; OCPP Full Certificate with software version V1.13.97 | ABB | HVC 150-C | HVC-C | DC | 150 | The HVC150-C is a depot style charger that can have up to 3 CCS1 depot boxes charging sequentially.
Autel | MAXI US AC LW10-N14 | AC Lite | AC | 9.6 | Single port. NEMA 14-50 plug. Separate holster. | ABB | HVC200-4D/2D | HVC-C | DC | 200 | Each power level can connect to a max of 4 Charging Interfaces (Ports). Each of which may be a CCS1 or Pantographs. NRTL certficate covers the pantograph for the product as well.
Autel | MAXI US AC LW12 | AC Lite | AC | 12 | Single port. NEMA 14-50 plug. Separate holster. | ABB | HVC300-4D/2D | HVC-C | DC | 300 | Each power level can connect to a max of 4 Charging Interfaces (Ports). Each of which may be a CCS1 or Pantographs. NRTL certficate covers the pantograph for the product as well.
Autel | MAXI US AC W10-N14 | AC Elite Home | AC | 9.6 | Single port. NEMA 14-50 plug. Separate holster. | ABB | HVC360-4D/2D | HVC-C | DC | 360 | Each power level can connect to a max of 4 Charging Interfaces (Ports). Each of which may be a CCS1 or Pantographs. NRTL certficate covers the pantograph for the product as well.
Autel | MAXI US AC W10-N14-H | AC Elite Home | AC | 9.6 | Single port. NEMA 14-50 plug. Separate holster. | ABB | Terra 124 ### | Terra 124 ### | DC | 120 | Available with 1 or 2 CCS1, CCS2 or CHAdeMO connectors
Autel | MAXI US AC W10-N6 | AC Elite Home | AC | 9.6 | Single port. NEMA 14-50 plug. Separate holster. | ABB | Terra 184 ### | Terra 184 ### | DC | 180 | Available with 1 or 2 CCS1, CCS2 or CHAdeMO connectors
Autel | MAXI US AC W10-N6-H | AC Elite Home | AC | 9.6 | Single port. NEMA 14-50 plug. Separate holster. | ABB | Terra 54 | Terra 54 UL | DC | 50 | 1x CCS1 connector 1x CHAdeMO connector
Autel | MAXI US AC W12 | AC Elite Home | AC | 12 | Single port. NEMA 14-50 plug. Separate holster. | ABB | Terra 54 HV | Terra 54HV UL | DC | 50 | 1x CCS1 or CCS2 connector
Autel | MAXI US AC W12-H | AC Elite Home | AC | 12 | Single port. NEMA 14-50 plug. Separate holster. | ABB | Terra 94 ### | Terra 94 ### | DC | 90 | Available with 1 or 2 CCS1, CCS2 or CHAdeMO connectors
Autel | Maxi UW19C002 | MaxiCharger AC Pro 80A | AC | 19.2 | Single port. | ABB | Terra HP 175 | Terra HP | DC | 175 | Modular system using liquid-cooled cables, 1x CCS1 connector and 1x CHAdeMO connector per dispenser
Autel | Maxi UW19CJ02 | MaxiCharger AC 80A | AC | 19.2 | Single port. | ABB | Terra HP 350 | Terra HP | DC | 350 | Modular system using liquid-cooled cables, 1x CCS1 connector and 1x CHAdeMO connector per dispenser
Autel | Maxi UW19L002 | MaxiCharger AC Pro 80A | AC | 19.2 | Single port. | ABM eMobility | (2) 6AGC067631 - (1) 6AGC101327 | ABM Terra HP 350 | DC | 350 | Modular system using liquid-cooled cables, 1x CCS1 connector and 1x CHAdeMO connector per dispenser
Autel | Maxi UW19LB02 | MaxiCharger AC 80A | AC | 19.2 | Single port. | ABM eMobility | (2) 6AGC067632 - (2) 6AGC101327 | ABM Terra HP 350 | DC | 350 | Modular system using liquid-cooled cables, 1x CCS1 connector and 1x CHAdeMO connector per dispenser
Autel | Maxi UW19LJ02 | MaxiCharger AC 80A | AC | 19.2 | Single port. | ABM eMobility | 6AGC085478 - T124 CJ HC | ABM Terra 124 ### | DC | 120 | Available with 1 or 2 CCS1, CCS2 or CHAdeMO connectors
Autel | UF####001 | AC Ultra | AC | 19.2 | Single Port or Dual Port. No credit card reader | ABM eMobility | 6AGC085481 - T124 CC HC | ABM Terra 124 ### | DC | 120 | Available with 1 or 2 CCS1, CCS2 or CHAdeMO connectors
Autel | UF####101 | AC Ultra | AC | 19.2 | Single Port or Dual Port | ABM eMobility | 6AGC100820 - T184 CC HC | ABM Terra 184 ### | DC | 180 | Available with 1 or 2 CCS1, CCS2 or CHAdeMO connectors
Autel | UW12-J0610CA0002 | MaxiCharger AC Single | AC | 12 | Single port. | ABM eMobility | 6AGC101315 - T184 CJ HC | ABM Terra 184 ### | DC | 180 | Available with 1 or 2 CCS1, CCS2 or CHAdeMO connectors
Autel | UW12-J0650CA0002 | MaxiCharger AC Single | AC | 12 | Single port. | ABM eMobility | 6AGC112873-T184 CJ HC + CCR | ABM Terra 184 ### | DC | 180 | Available with 1 or 2 CCS1, CCS2 or CHAdeMO connectors
Blink | 780 | Series 7 ISO Single | AC | 19.2 | Single port. | ABM eMobility | 6AGC112876 - T184 CC HC + CCR | ABM Terra 184 ### | DC | 180 | Available with 1 or 2 CCS1, CCS2 or CHAdeMO connectors
Blink | 01-0202 (MQ 200) | MQ 200 | AC | 12 | Single Port; NRTL listed as LiteOn MQW2-50C-M2-R#-#-23 and HQW2-50C-#-N#-#-23 | ABM eMobility | 6AGC112949 - T124 CJ HC + CCR | ABM Terra 124 ### | DC | 120 | Available with 1 or 2 CCS1, CCS2 or CHAdeMO connectors
Blink | 780 (40A) | Series 7 ISO (Enhanced) | AC | 9.6 | Dual Port, Standalone network capability | ABM eMobility | 6AGC112997 - T124 CC HC + CCR | ABM Terra 124 ### | DC | 120 | Available with 1 or 2 CCS1, CCS2 or CHAdeMO connectors
Blink | 780 (48A) | Series 7 ISO (Enhanced) | AC | 11.52 | Dual Port, Standalone network capability | Alpitronic | HYC400-1 | Hypercharger | DC | 100 | 1-4 Ports
Blink | 780 Series | Series 7 ISO Plus | AC | 19.2 | Dual Port, Standalone network capability | Alpitronic | HYC400-2 | Hypercharger | DC | 200 | 1-4 Ports
Blink | 880 (40A) | Series 8 ISO (Enhanced) | AC | 9.6 | Single or dual Port, Standalone network capability | Alpitronic | HYC400-3 | Hypercharger | DC | 300 | 1-4 Ports
Blink | 880 (48A) | Series 8 ISO (Enhanced) | AC | 11.52 | Dual Port, Standalone network capability | Alpitronic | HYC400-4 | Hypercharger | DC | 400 | 1-4 Ports
Blink | 880 (80A) | Series 8 ISO Plus | AC | 19.2 | Dual Port, Standalone network capability | Alpitronic | HYC50 | Hypercharger | DC | 50 | 1-2 Ports
Blink | IQW2-80U-M1-R2-N-25 (Advanced-LTE) Part Number 01-0207-LTE (IQ 200 Advanced) | IQ 200 Advanced | AC | 19.2 | Single Port | Autel | DC HiPower | DC HiPower | DC | 640 | The DC HiPower has a power cabinet with dispenser set up. It comes in 320, 480, or 640kW options and can be purchased with 2, 4, 6, or 8 ports depending on the number of dispensers.
breezEV | EVC-L2-48A-L1-1-4G-D-AU-L-# | SMART CONNECTED LEVEL 2 EV CHARGING STATION | AC | 11.2 | 48A Max Charger, Screen, RFID, 4G Cellular, Wall-Mount, AmpUp LITE Plan, # determines plan length | Autel | MaxiCharger DH480 | MaxiCharger DH480 | DC | 480 | Dual or quad port.
breezEV | EVC-L2-P80-18-AP# | P80 - 80AMP Level 2 Charger | AC | 19.2 | Single port. Last character denotes years of AmpUp Pro Software included | Autel | MaxiCharger DH400 | MaxiCharger DH400 | DC | 400 | Dual or quad port.
BTC Power | EVP-2001-32-# | L2W-32-240-##-### | AC | 7.68 | Single port. BTC Power Hardware is network/backend agnostic, but also provide our own basic network option if needed | Autel | MaxiCharger DH360 | MaxiCharger DH360 | DC | 360 | Dual or quad port.
BTC Power | EVP-2001-48-# | L2W-48-240-##-### | AC | 11.52 | Single port. BTC Power Hardware is network/backend agnostic, but also provide our own basic network option if needed | Autel | MaxiCharger DH300 | MaxiCharger DH300 | DC | 300 | Dual or quad port.
BTC Power | EVP-2001-80-# | L2W-80-240-##-### | AC | 19.2 | Single port. BTC Power Hardware is network/backend agnostic, but also provide our own basic network option if needed | Autel | UF060A3001 | Maxicharger DC Fast 60kW | DC | 60 | Single or dual port
BTC Power | EVP-2002-32-# | L2P-32-240-##-### | AC | 7.68 | Dual port. BTC Power Hardware is network/backend agnostic, but also provide our own basic network option if needed | Autel | UF080A3001 | Maxicharger DC Fast 80kW | DC | 80 | Single or dual port
BTC Power | EVP-2002-48-# | L2P-48-240-##-### | AC | 11.52 | Dual port. BTC Power Hardware is network/backend agnostic, but also provide our own basic network option if needed | Autel | UF100A3001 | Maxicharger DC Fast 100kW | DC | 100 | Single or dual port
BTC Power | EVP-2002-80-# | L2P-80-240-##-### | AC | 19.2 | Dual port. BTC Power Hardware is network/backend agnostic, but also provide our own basic network option if needed | Autel | UF120A3001 | Maxicharger DC Fast 120kW | DC | 120 | Single or dual port
ChargePoint | CP6####-50A-L## | 6000 Series | AC | 12 | CP6000 family, NA, AC Station, 1 or 2 x Type 1 Cable, 50A or 80A, 1-Phase, 18' or 23' Cable, 6' or 8' Cable Management Kit, Pedestal or Wall Mount, 8" Touch Display, Contactless Credit Card and RFID Reader, Cellular/Wi-Fi, UL, Power Share Jumper, 1YR Parts Warranty, Optional credit card reader | Autel | UF140A4001 | Maxicharger DC Fast 140kW | DC | 140 | Single or dual port
ChargePoint | CP6####-80A-L## | 6000 Series | AC | 19.2 | CP6000 family, NA, AC Station, 1 or 2 x Type 1 Cable, 50A or 80A, 1-Phase, 18' or 23' Cable, 6' or 8' Cable Management Kit, Pedestal or Wall Mount, 8" Touch Display, Contactless Credit Card and RFID Reader, Cellular/Wi-Fi, UL, Power Share Jumper, 1YR Parts Warranty, Optional credit card reader | Autel | UF160A4001 | Maxicharger DC Fast 160kW | DC | 160 | Single or dual port
ChargePoint | CPF50- L##-****** | CPF50 | AC | 12 | CPF50 family, Single or Dual Port, Pedestal or Wall Mount, 50A, Type 1, Cable 18' or 23', Single Phase Charger, Cable Management Kit optional | Autel | UF180A4001 | Maxicharger DC Fast 180kW | DC | 180 | Single or dual port
ChargePoint | CT40##-GW1-*****## | CT4000 | AC | 7.2 | CT4000 family, NA, AC Station, 1 or 2 x Type 1 Cable, 30A, 1-Phase, 18' or 23' Cable, 6' or 8' Cable Management Kit, Pedestal or Wall Mount, 5.7" Display, Contactless Credit Card and RFID Reader | Autel | UF200A4001 | Maxicharger DC Fast 200kW | DC | 200 | Single or dual port
ChargeSmart EV | CSEV-AC-#P | 0 | AC | 19.2 | Single Port or Dual Port. No credit card reader | Autel | UF220A4001 | Maxicharger DC Fast 220kW | DC | 220 | Single or dual port
ChargeTronix | CTC-CAC80 | FLUX AC | AC | 19.2 | Single or double port. | Autel | UF240A4001 | Maxicharger DC Fast 240kW | DC | 240 | Single or dual port
ChargeTronix | CTX-C32-240-1 | FLUX AC 32A | AC | 7.6 | Single port. | Blink | 01-0562 | Blink 60kW | DC | 60 | Dual Port ; either 2 x CCS or 1x CCS + 1x CHAdeMO or or 1x CCS + 1x NACS or 2 x NACS
ChargeTronix | CTX-C40-240-1 | FLUX AC 40A | AC | 9.6 | Single port | Blink | 01-0568 | Blink 300kW | DC | 300 | Dual Port ; either 2 x CCS or 1x CCS + 1x CHAdeMO or or 1x CCS + 1x NACS or 2 x NACS
ChargeTronix | CTX-C40-240-2 | FLUX AC Dual 40A | AC | 19.2 | Dual port. | Blink | 01-0569 | Blink 360kW | DC | 360 | Dual Port ; either 2 x CCS or 1x CCS + 1x CHAdeMO or or 1x CCS + 1x NACS or 2 x NACS
ChargeTronix | CTX-C48-240-1 | FLUX AC 48A | AC | 11.5 | Single port. | Blink | 01-0577 | Blink 120kW | DC | 120 | Dual Port ; either 2 x CCS or 1x CCS + 1x CHAdeMO or or 1x CCS + 1x NACS or 2 x NACS
ChargeTronix | CTX-C80-240-1 | FLUX AC Single 80A | AC | 19.2 | Single port. | Blink | 01-0578 | Blink 180kW | DC | 180 | Dual Port ; either 2 x CCS or 1x CCS + 1x CHAdeMO or or 1x CCS + 1x NACS or 2 x NACS
ChargeTronix | CTX-C80-240-2 | FLUX AC Dual 80A | AC | 19.2 | Dual port. | Blink | 01-0581 | Blink 240kW | DC | 240 | Dual Port ; either 2 x CCS or 1x CCS + 1x CHAdeMO or or 1x CCS + 1x NACS or 2 x NACS
ChargeTronix | CTX-CAC48 | FLUX AC | AC | 11.6 | Single port. | Blink | 200-000320-A | Blink 200kW | DC | 200 | Dual Port ; either 2 x CCS or 1x CCS + 1x CHAdeMO or or 1x CCS + 1x NACS or 2 x NACS
ChargeTronix | UP160J-#MP-### | UP160J | AC | 7.2 | Dual Port, Must acquire Gateway for network connectivity | Blink | C50####### C80####### | C-Series | DC | 600 | Up to 8 ports. Kempower Power Unit supplies DC power to various distributed dispenser ouputs including but not limited to the Kempower Satellite (offers single or dual port configurations), the Kempower Liquid Cooled Satellite, etc.. Details about qualifications relevant to each variant is detailed in the corresponding notes section.
Chargie | CH-L-48-PRA-1-18 | 0 | AC | 11.52 | 0 | BorgWarner | RES-DCVC125-480 | EV DC Fast Charging Power Conversion System (PCS) 125kW | DC | 125 | Power Cabinet, Firmware 603/0A16, Checksum A6AB
Chargie | CH-L-48-PRA-1-18-32 | 0 | AC | 7.68 | 0 | BorgWarner | RES-DCVC125-480-V2G | EV DC Fast Charging Power Conversion System (PCS) 125kW | DC V2G | 125 | Power Cabinet, Firmware 603/0A16, Checksum A6AB Approved dispensers are RES-D2-CS20, 1x CCS1 connector and RES-D3-CS20, 1x CCS1 connector
Chargie | CH-L-48-PRA-1-18-40 | 0 | AC | 9.6 | 0 | BorgWarner | RES-DCVC60-480 | EV DC Fast Charging Power Conversion System (PCS) 125kW | DC | 60 | Approved dispensers are RES-D2-CS20, 1x CCS1 connector and RES-D3-CS20, 1x CCS1 connector
Chargie | CH-L-48-PRA-1-25 | 0 | AC | 11.52 | 0 | BorgWarner | RES-DCVC60-480-V2G | EV DC Fast Charging Power Conversion System (PCS) 125kW | DC V2G | 60 | Approved dispensers are RES-D2-CS20-V2G, 1x CCS1 connector and RES-D3-CS20-V2G, 1x CCS1 connector
Chargie | CH-L-48-PRA-1-25-32 | 0 | AC | 7.68 | 0 | BTC Power | HPCD6-500-05-005 | 0 | DC | 360 | Can power up to 4 dual port Fleet Dispensers to 1 Power Cabinet and charge sequentially. can charge up to 8 vehicles sequentially as a result.
Chargie | CH-L-48-PRA-1-25-40 | 0 | AC | 9.6 | 0 | BTC Power | HPCD8-350-0# | Fleet Dispenser | DC | 180 | Can power up to 4 dual port Fleet Dispensers to 1 Power Cabinet and charge sequentially. can charge up to 8 vehicles sequentially as a result.
Chargie | CH-L-48-PRAC-1-18 | 0 | AC | 11.52 | 0 | BTC Power | HPCT2-360-480-# | 0 | DC | 360 | BTC Power Hardware is network/backend agnostic, but also provide our own basic network option if needed
Chargie | CH-L-48-PRAC-1-18-32 | 0 | AC | 7.68 | 0 | BTC Power | HPCD7-350-###-01# | Gen4 Public Dispenser | DC | 360 | BTC Power Hardware is network/backend agnostic, but also provide our own basic network option if needed
Chargie | CH-L-48-PRAC-1-18-40 | 0 | AC | 9.6 | 0 | BTC Power | HPCT3-###-480-# / HPCD7-500-###-01# | Gen4 Public Dispenser | DC | 360 | BTC Power Hardware is network/backend agnostic, but also provide our own basic network option if needed
Chargie | CH-L-48-PRAC-1-25 | 0 | AC | 11.52 | 0 | BTC Power | L3A-180-480-### | Gen4 180kW AIO | DC | 180 | BTC Power Hardware is network/backend agnostic, but also provide our own basic network option if needed
Chargie | CH-L-48-PRAC-1-25-32 | 0 | AC | 7.68 | 0 | Camber | PC-060-PI | 0 | DC | 60 | Power Cabinet. Vetted dispensers are NBDI2000U,NBDI3000U. 1x CCS1 connector or 1x CHAdeMO connector.
Chargie | CH-L-48-PRAC-1-25-40 | 0 | AC | 9.6 | 0 | Camber | PC-120-PI | 0 | DC | 120 | Power Cabinet. Vetted dispensers are NBDI2000U,NBDI3000U. 1x CCS1 connector or 1x CHAdeMO connector.
Chargie | CH-L-48-PRACT-1-18 | 0 | AC | 11.52 | 0 | Camber | PC-150-PI | 0 | DC | 150 | Power Cabinet. Vetted dispenser is NBDI2000U,NBDI3000U. Available with 1 or 2 CCS1 or CHAdeMo connectors.
Chargie | CH-L-48-PRACT-1-18-32 | 0 | AC | 7.68 | 0 | Camber | PC-180-PI | 0 | DC | 180 | Power Cabinet. Vetted dispenser is NBDI2000U,NBDI3000U. Available with 1 or 2 CCS1 or CHAdeMo connectors.
Chargie | CH-L-48-PRACT-1-18-40 | 0 | AC | 9.6 | 0 | CENNTRO | DCC190C190 | DC Electric Vehicle Charging Station | DC | 180 | Dual port.
Chargie | CH-L-48-PRACT-1-25 | 0 | AC | 11.52 | 0 | CHAEVI | CV-3FD120P-IUL3 | SONIC (120kW) (3 Phase, 3 Wire) | DC | 120 | Dual port. Stand-Alone Equipment 120,150,180kW Serial-UL listed. Dynamic Load Balancing Available. NACS Cable Adaptable
Chargie | CH-L-48-PRACT-1-25-32 | 0 | AC | 7.68 | 0 | CHAEVI | CV-3FD150P-IUL3 | SONIC (150kW) (3 Phase, 3 Wire) | DC | 150 | Dual port. Stand-Alone Equipment 120,150,180kW Serial-UL listed. Dynamic Load Balancing Available. NACS Cable Adaptable
Chargie | CH-L-48-PRACT-1-25-40 | 0 | AC | 9.6 | 0 | CHAEVI | CV-3FD180P-IUL3 | SONIC (180kW) (3 Phase, 3 Wire) | DC | 180 | Dual port. Stand-Alone Equipment 120,150,180kW Serial-UL listed. Dynamic Load Balancing Available. NACS Cable Adaptable
Chargie | CH-L-48-PRAT-1-18 | 0 | AC | 11.52 | 0 | CHAEVI | CV-3FD120P-IUL | SONIC (120kW) (3 Phase, 4 Wire) | DC | 120 | Dual port. Stand-Alone Equipment 120,150,180kW Serial-UL listed. Dynamic Load Balancing Available. NACS Cable Adaptable
Chargie | CH-L-48-PRAT-1-18-32 | 0 | AC | 7.68 | 0 | CHAEVI | CV-3FD150P-IUL | SONIC (150kW) (3 Phase, 4 Wire) | DC | 150 | Dual port. Stand-Alone Equipment 120,150,180kW Serial-UL listed. Dynamic Load Balancing Available. NACS Cable Adaptable
Chargie | CH-L-48-PRAT-1-18-40 | 0 | AC | 9.6 | 0 | CHAEVI | CV-3FD180P-IUL | SONIC (180kW) (3 Phase, 4 Wire) | DC | 180 | Dual port. Stand-Alone Equipment 120,150,180kW Serial-UL listed. Dynamic Load Balancing Available. NACS Cable Adaptable
Chargie | CH-L-48-PRAT-1-25 | 0 | AC | 11.52 | 0 | CHAEVI | CV-3UD403P-NCC3 (CCS1/CCS1) | SUPERSONIC | DC | 400 | All-in-One Equipment - UL, CTEP listed - Dynamic Load Balancing Available - CCS/NACS Cable
Chargie | CH-L-48-PRAT-1-25-32 | 0 | AC | 7.68 | 0 | CHAEVI | CV-3UD403P-NCN3 (CCS1/NACS) | SUPERSONIC | DC | 400 | All-in-One Equipment - UL, CTEP listed - Dynamic Load Balancing Available - CCS/NACS Cable
Chargie | CH-L-48-PRAT-1-25-40 | 0 | AC | 9.6 | 0 | CHAEVI | DCV-3FD120-ICN | DUOCONIC (120kW) | DC | 120 | Dual port. Stand-Alone Equipment 120,150,180kW Serial-UL listed. Dynamic Load Balancing Available
CyberSwitching | CSE4-4G-BL | CSE4 | AC | 11.5 | Single Port | CHAEVI | DCV-3FD150-ICN | DUOCONIC (150kW) | DC | 150 | Dual port. Stand-Alone Equipment 120,150,180kW Serial-UL listed. Dynamic Load Balancing Available
CyberSwitching | CSE1-4G-BL | CSE1 | AC | 11.5 | Single Port | CHAEVI | DCV-3FD180-ICN | DUOCONIC (180kW) | DC | 180 | Dual port. Stand-Alone Equipment 120,150,180kW Serial-UL listed. Dynamic Load Balancing Available
CyberSwitching | CSE1-4G-BL-40 | CSE1 | AC | 7.5 | Single Port | Charge America | MCS1200 | MCS 4x16 Power Cabinet | DC | 1200 | Allows 5 CCS and 1 MCS connector as well as de-rated configuration with 1, 2, … 5 CCS ports and 0 or 1 MCS port (subject for additional certification)
CyberSwitching | CSE1-WIFI-BL | CSE1 | AC | 11.5 | Single Port | ChargePoint | CPE250C-625-CCS1-200A-**** | Express 250 | DC | 62.5 | ChargePoint Express 250 Station (62.5 kW) - includes Express 250 Station, 2x Power Modules, 1x CCS1 200A cable, 1x CHAdeMO cable or NACS, North America Modem/SIM, cUL and UL listed, requires CPE250-CMT-IMPERIAL in US, CPE250-CMT-METRIC in Canada. CPE250-CMT-IMPERIAL/METRIC not included. FWHA and FTA compliant models available as well as with integrated EMV Chip Reader terminal.
DynaChrg | EVJ002 | EVJ002 | AC | 19.2 | Single port. 48 amps and 80 amps | ChargePoint | CPE280-800-NA | Express 280 DC Fast Charging Station | DC | 160 | [Paired Unit] ChargePoint Express 280 Station (80 kW) - includes Express 280 Station, 2x Power Modules, 1 or 2 connectors including CCS1, CHAdeMO, NACS. North America Modem/SIM, cUL and UL listed, FWHA and FTA compliant models available.
DynaChrg | EVJ005 | EVJ005 | AC | 11.5 | Dual port, each simultaneously 48 amps | ChargePoint | CPE280-800-NA | Express 280 DC Fast Charging Station | DC | 80 | [Single Unit] ChargePoint Express 280 Station (80 kW) - includes Express 280 Station, 2x Power Modules, 1 or 2 connectors including CCS1, CHAdeMO, NACS. North America Modem/SIM, cUL and UL listed, FWHA and FTA compliant models available.
Eaton | CP6####-50A-L##-ETN | 6000 Series | AC | 12 | CP6000 family, NA, AC Station, 1 or 2 x Type 1 Cable, 50A or 80A, 1-Phase, 18' or 23' Cable, 6' or 8' Cable Management Kit, Pedestal or Wall Mount, 8" Touch Display, Contactless Credit Card and RFID Reader, Cellular/Wi-Fi, UL, Power Share Jumper, 1YR Parts Warranty, Optional credit card reader | ChargePoint | CPE280-800-NA-CHIP | Express 280 DC Fast Charging Station | DC | 160 | [Paired Unit, Credit Card Reader sku] ChargePoint Express 280 Station (80 kW) - includes Express 280 Station, 2x Power Modules, 1 or 2 connectors including CCS1, CHAdeMO, NACS. North America Modem/SIM, cUL and UL listed, FWHA and FTA compliant models available.
Eaton | CP6####-80A-L##-ETN | 6000 Series | AC | 19.2 | CP6000 family, NA, AC Station, 1 or 2 x Type 1 Cable, 50A or 80A, 1-Phase, 18' or 23' Cable, 6' or 8' Cable Management Kit, Pedestal or Wall Mount, 8" Touch Display, Contactless Credit Card and RFID Reader, Cellular/Wi-Fi, UL, Power Share Jumper, 1YR Parts Warranty, Optional credit card reader | ChargePoint | CPE280-800-NA-CHIP | Express 280 DC Fast Charging Station | DC | 80 | [Single Unit, Credit Card Reader sku] ChargePoint Express 280 Station (80 kW) - includes Express 280 Station, 2x Power Modules, 1 or 2 connectors including CCS1, CHAdeMO, NACS. North America Modem/SIM, cUL and UL listed, FWHA and FTA compliant models available.
Eaton | CPF50- L##-******-ETN | CPF50 | AC | 12 | CPF50 family, Single or Dual Port, Pedestal or Wall Mount, 50A, Type 1, Cable 18' or 23', Single Phase Charger, Cable Management Kit optional | ChargePoint | CPE280-800-NA-FHWA | Express 280 DC Fast Charging Station | DC | 160 | [Paired Unit, FHWA sku] ChargePoint Express 280 Station (80 kW) - includes Express 280 Station, 2x Power Modules, 1 or 2 connectors including CCS1, CHAdeMO, NACS. North America Modem/SIM, cUL and UL listed, FWHA and FTA compliant models available.
Eaton | CT40##-GW1-*****##-ETN | CT4000 | AC | 7.2 | CT4000 family, NA, AC Station, 1 or 2 x Type 1 Cable, 30A, 1-Phase, 18' or 23' Cable, 6' or 8' Cable Management Kit, Pedestal or Wall Mount, 5.7" Display, Contactless Credit Card and RFID Reader | ChargePoint | CPE280-800-NA-FHWA | Express 280 DC Fast Charging Station | DC | 80 | [Single Unit, FHWA sku] ChargePoint Express 280 Station (80 kW) - includes Express 280 Station, 2x Power Modules, 1 or 2 connectors including CCS1, CHAdeMO, NACS. North America Modem/SIM, cUL and UL listed, FWHA and FTA compliant models available.
Eaton | GMEV32BAB-DC / GMEV32BR-DC / GMEV32BAB-JB / GMEV32BR-JB / GMEV32BR-WC / GMEV32BR-WCPL GMEV32XXX-XXXX | Green Motion EV Charger | AC | 7.7 | 0 | ChargePoint | Express Plus 1000 Power Block: CPPB0001*** PM1.5 43-001200-** EXPP-PL10##*-#*#*#-#*#*#-*** | Express Plus | DC | 500 | Express Plus system includes Power Block, Power Modules, and Power Link 1000 series; Used for Fleet or Commercial.
Eaton | GMEV40CIE1B-WC/ GMEV40CIC1B-WC | Green Motion EV Charger | AC | 9.6 | 0 | ChargePoint | Express Plus 2000 (EXPP-PL20##-CHIP) | Express Plus | DC | 500 | [CHIP sku]Express Plus system includes Power Block, Power Modules, and Power Link 2000 series; Each Power Link Dispenser can include 1 or 2 connctor including CCS, NACS, or CHAdeMO
Eaton | GMEV40CME1B-WC/ GMEV40CMC1B-WC/ GMEV40CMX1B-WC | Green Motion EV Charger | AC | 9.6 | 0 | ChargePoint | Express Plus 2000 (EXPP-PL20##-FHWA) | Express Plus | DC | 500 | [FHWA sku] Express Plus system includes Power Block, Power Modules, and Power Link 2000 series; Each Power Link Dispenser can include 1 or 2 connctor including CCS, NACS, or CHAdeMO
Eaton | GMEV48CMC1-WC | Green Motion Building Pro | AC | 11.5 | Single port. | ChargePoint | Express Plus 2000 (EXPP-PL20##) | Express Plus | DC | 500 | Express Plus system includes Power Block, Power Modules, and Power Link 2000 series; Each Power Link Dispenser can include 1 or 2 connctor including CCS, NACS, or CHAdeMO
Eaton | GMEV48CME1-WC | Green Motion Building Pro | AC | 11.5 | Single port. | ChargeSmart EV | CSEV-DC060 | 0 | DC | 60 | Single or dual port
Eaton | GMEV80CIE1B-WC/ GMEV80CIC1B-WC | Green Motion EV Charger | AC | 19.2 | 0 | ChargeSmart EV | CSEV-DC080 | 0 | DC | 80 | Single or dual port
Eaton | GMEV80CMC1-WC | Green Motion Fleet Pro | AC | 19.2 | Single port. | ChargeSmart EV | CSEV-DC100 | 0 | DC | 100 | Single or dual port
Eaton | GMEV80CMC1B-AA | Green Motion EV Charger | AC | 19.2 | AB Phasing/Cellular | ChargeSmart EV | CSEV-DC120 | 0 | DC | 120 | Single or dual port
Eaton | GMEV80CMC1B-AB | Green Motion EV Charger | AC | 19.2 | BC Phasing/Cellular | ChargeSmart EV | CSEV-DC140 | 0 | DC | 140 | Single or dual port
Eaton | GMEV80CMC1B-AC | Green Motion EV Charger | AC | 19.2 | CA Phasing/Cellular | ChargeSmart EV | CSEV-DC160 | 0 | DC | 160 | Single or dual port
Eaton | GMEV80CME1-WC | Green Motion Fleet Pro | AC | 19.2 | Single port. | ChargeSmart EV | CSEV-DC180 | 0 | DC | 180 | Single or dual port
Eaton | GMEV80CME1B-AA | Green Motion EV Charger | AC | 19.2 | AB Phasing/Wi-Fi | ChargeSmart EV | CSEV-DC200 | 0 | DC | 200 | Single or dual port
Eaton | GMEV80CME1B-AB | Green Motion EV Charger | AC | 19.2 | BC Phasing/Wi-Fi | ChargeSmart EV | CSEV-DC220 | 0 | DC | 220 | Single or dual port
Eaton | GMEV80CME1B-AC | Green Motion EV Charger | AC | 19.2 | CA Phasing/Wi-Fi | ChargeSmart EV | CSEV-DC240 | 0 | DC | 240 | Single or dual port
Eaton | GMEV80CME1B-WC/ GMEV80CMC1B-WC/ GMEV80CMX1B-WC | Green Motion EV Charger | AC | 19.2 | 0 | ChargeSmart EV | CSEV-DCHi | 0 | DC | 640 | The CSEV-DCHi has a power cabinet with dispenser set up. It comes in 320, 480, or 640kW options and can be purchased with 2, 4, 6, or 8 ports depending on the number of dispensers.
Elinta Charge, UAB | CC-M2-USA-COM-PAY | CityCharge Mini2 | AC | 9.6 | Dual port. All-In-One Dual Charging System, Standalone, Spiral Cable, Network Capable EVSE, Optional Credit Card Reader. | ChargeTronix | CTX-AiO-120 | Apex 120kW DCFC | DC | 120 | Dual port.
Elinta Charge, UAB | CC-V2-USA-COM-PAY | CityCharge V2 | AC | 9.6 | Dual port. All-In-One Dual Charging System, Standalone, Spiral Cable, Network Capable EVSE, Optional Credit Card Reader. | ChargeTronix | CTX-AiO-160 | Apex 160kW DCFC | DC | 160 | Dual port.
Emporia | EMEVSE1 | EV Charger | AC | 11.52 | 0 | ChargeTronix | CTX-AiO-240 | Apex 240kW DCFC | DC | 240 | Dual port.
EnergiSpot | ATLEU2-50AAS | Level 2 AC Charger | AC | 12 | Single port per unit, when configured as a dual unit on a single pedestal, each charger delivers their perscribed max output rating - never splitting power on a simutaneous charging session. | ChargeTronix | CTX-AiO-60 | Apex 60kW DCFC | DC | 60 | Dual port.
EnergiSpot | ATLEU2-80AAS | Level 2 AC Charger | AC | 19.2 | Single port per unit, when configured as a dual unit on a single pedestal, each charger delivers their perscribed max output rating - never splitting power on a simutaneous charging session. | ChargeTronix | Power Cabinet: CTX-DSPB-360 Dispenser: CTX-DST | Nexus 360kW Distributed System | DC | 360 | Up to 6 ports.
EnergiSpot | ATLUE2-32AAS | Level 2 AC Charger | AC | 7.7 | Single port per unit, when configured as a dual unit on a single pedestal, each charger delivers their perscribed max output rating - never splitting power on a simutaneous charging session. | ChargeTronix | Power Cabinet: CTX-DSPB-480 Dispenser: CTX-DST | Nexus 480kW Distributed System | DC | 480 | Up to 6 ports.
ENERGY5 | IC3-32A-H-A | ENERGY5 PowerPump (IC3) | AC | 7.6 | Single port. | ChargeTronix | TP-EVPD-120kW | 120kW DCFC | DC | 120 | Dual Port ; either 2 x CCS or 1x CCS + 1x CHAdeMO or or 1x CCS + 1x NACS or 2 x NACS
ENERGY5 | SC3-32A-H | ENERGY5 PowerPump (SC3) | AC | 7.6 | Single port. | ChargeTronix | TP-EVPD-160kW | 160kW DCFC | DC | 160 | Dual Port ; either 2 x CCS or 1x CCS + 1x CHAdeMO or or 1x CCS + 1x NACS or 2 x NACS
Epic Charging | EC48-AC | Epic48 | AC | 11.5 | Single Port, Standalone network capability | ChargeTronix | TP-EVPD-180kW | 180kW DCFC | DC | 180 | Dual Port ; either 2 x CCS or 1x CCS + 1x CHAdeMO or or 1x CCS + 1x NACS or 2 x NACS
Epic Charging | EC80-AC | Epic80 | AC | 19.2 | Single Port, Standalone network capability | ChargeTronix | TP-EVPD-200kW | 200kW | DC | 200 | Dual Port ; either 2 x CCS or 1x CCS + 1x CHAdeMO or or 1x CCS + 1x NACS or 2 x NACS
Epic Charging | ECB48-AC | Epic48 | AC | 11.5 | Single Port, Standalone network capability | ChargeTronix | TP-EVPD-240kW | 240kW DCFC | DC | 240 | Dual Port ; either 2 x CCS or 1x CCS + 1x CHAdeMO or or 1x CCS + 1x NACS or 2 x NACS
Epic Charging | ECB80-AC | Epic80 | AC | 19.2 | Single Port, Standalone network capability | ChargeTronix | TP-EVPD-300kW | 300kW DCFC | DC | 300 | Dual Port ; either 2 x CCS or 1x CCS + 1x CHAdeMO or or 1x CCS + 1x NACS or 2 x NACS
Espen | EVC/A48 | EVC/A48 | AC | 11.5 | Single port. | ChargeTronix | TP-EVPD-360kW | 360kW DCFC | DC | 360 | Dual Port ; either 2 x CCS or 1x CCS + 1x CHAdeMO or or 1x CCS + 1x NACS or 2 x NACS
Espen | EVC/A48X2 | EVC/A48X2 | AC | 11.5 | Dual port. | ChargeTronix | TP-EVPD-60kW | 60kW DCFC | DC | 60 | Dual Port ; either 2 x CCS or 1x CCS + 1x CHAdeMO or or 1x CCS + 1x NACS or 2 x NACS
Espen | EVC/A48S | EVC/A48S | AC | 11.5 | Single port. | ChargeTronix | TP-V2G-60-480 | 0 | DC V2G | 60 | Bidirectional charger
Espen | EVC/A48SX2 | EVC/A48SX2 | AC | 11.5 | Dual Port | CyberSwitching | CSDC240 | CSDC | DC | 240 | Dual port.
Espen | EVC/A80 | EVC/A80 | AC | 19.2 | Single port. | Daimler | Detroit eFill All-in-one 120 | eFill All-in-one 120 | DC | 120 | 1x CCS1 connector or 1x CHAdeMO connector. NRTL listed as Power Electronics NB1200U/NB120SU
Espen | EVC/A80S | EVC/A80S | AC | 19.2 | Single port. | Daimler | Detroit eFill All-in-one 180 | eFill All-in-one 180 | DC | 180 | 1x CCS1 connector or 1x CHAdeMO connector. NRTL listed as Power Electronics NB1800U/NB180SU.
EVBolt | EVB-AC-PAX19 | Prestige 19 | AC | 19.1 | Single Port, Standalone network capability | Daimler | Detroit eFill All-in-one 210 | eFill All-in-one 210 | DC | 210 | 1x CCS1 connector or 1x CHAdeMO connector. NRTL listed as Power Electronics NB2100U/NB210SU.
EVBox | Iqon IQ2303-###### | Iqon | AC | 7.2 | Dual Port , Standalone network capability | Daimler | Detroit eFill All-in-one 240 | eFill All-in-one 240 | DC | 240 | 1x CCS1 connector or 1x CHAdeMO connector. NRTL listed as Power Electronics NB2400U/NB240SU.
EverCharge | EV002-48,E800-1000 | EV02 | AC | 11.52 | Single Port, Standalone network capability | Daimler | Detroit eFill All-in-one 60 | eFill All-in-one 60 | DC | 60 | 1x CCS1 connector or 1x CHAdeMO connector. NRTL listed as Power Electronics NB0600U/NB060SU
EverCharge | EV002-48,E800-1000-32A | EV02 | AC | 7.68 | Single Port, Standalone network capability | Daimler | Detroit eFill All-in-one 90 | eFill All-in-one 90 | DC | 90 | 1x CCS1 connector or 1x CHAdeMO connector. NRTL listed as Power Electronics NB0900U/NB090SU
EverCharge | EV002-48,E800-1000-40A | EV02 | AC | 8.3 | Single Port, Standalone network capability | Daimler | Detroit eFill Power Center 120 | eFill Power Center 120 | DC | 120 | Power Cabinet. 1x CCS1 connector or 1x CHAdeMO connector NRTL Listed as Power Electronics NBi1200U/NBi120SU. Approved dispenser are Detroit eFill Compact Dispender Duo. NRTL Listed as Power Electronics NBDI2000U,NBDI3000U.
EverCharge | EV002-80,E800-1001 | EV02 | AC | 19.2 | Single Port, Standalone network capability | Daimler | Detroit eFill Power Center 180 | eFill Power Center 180 | DC | 180 | Power Cabinet. 1x CCS1 connector or 1x CHAdeMO connector NRTL Listed as Power Electronics NBi1800U/NBi180SU. Approved dispenser are Detroit eFill Compact Dispender Duo. NRTL Listed as Power Electronics NBDI2000U,NBDI3000U.
EverCharge | EV002-80,E800-1001-40A | EV02 | AC | 8.3 | Single Port, Standalone network capability | Daimler | Detroit eFill Power Center 60 | eFill Power Center 60 | DC | 60 | Power Cabinet. 1x CCS1 connector or 1x CHAdeMO connector NRTL Listed as Power Electronics NBi0600U/NBi060SU Approved dispenser are Detroit eFill Compact Dispender Duo. NRTL Listed as Power Electronics NBDI2000U,NBDI3000U.
EVGateway | EGW-#C-32-# | 0 | AC | 7.7 | 0 | Daimler | Detroit eFill Power Center 90 | eFill Power Center 90 | DC | 90 | Power Cabinet. 1x CCS1 connector or 1x CHAdeMO connector NRTL Listed as Power Electronics NBi0900U/NBi090SU. Approved dispenser are Detroit eFill Compact Dispender Duo. NRTL Listed as Power Electronics NBDI2000U,NBDI3000U.
EVGateway | EGW-#C-40-# | 0 | AC | 9.6 | 0 | Delta | EVHU104UPAB | City 100kW | DC | 100 | 1x CCS1 connector 1x CHAdeMO connector
EVGateway | EGW-#C-48-# | 0 | AC | 11.5 | 0 | Delta | EIDN-U350KTA01 | Delta HP 350kW | DC | 350 | 2x CCS1 connectors. Vetted dispensers are EIDD-U350SSUUAEG
EVGateway | EGW-EX-1193-# | 0 | AC | 19.2 | 0 | DynaChrg | EVN120F | Stand alone Fleet 120 | DC | 120 | 120kW all-in-one charger with 2 connectors. Alternate designations: DirectPowerPS 120 Fleet, DirectPowerPS 120
EVmode | EVM2000-EVM101U | EVM2000 | AC | 11.5 | Single port. | DynaChrg | EVN120P | Stand alone Advertising 120 | DC | 120 | 120kW all-in-one charger with 2 connectors, advertising display, and payment terminal. Alternate designations: DirectPowerPS 120 Flagship, DirectPowerPS 120
EvoCharge | EVC5001#### | EVC5001#### | AC | 12 | Single port. | DynaChrg | EVN180F | Stand alone Fleet 180 | DC | 180 | 180kW all-in-one charger with 2 connectors. Alternate designations: DirectPowerPS 180 Fleet, DirectPowerPS 180
EvoCharge | EVC5002XYYY | EVC50 | AC | 12 | Single port. | DynaChrg | EVN180P | Stand alone Advertising 180 | DC | 180 | 180kW all-in-one charger with 2 connectors, advertising display, and payment terminal. Alternate designations: DirectPowerPS 180 Flagship, DirectPowerPS 180
EvoCharge | EVC5003XYYY | EVC50 LTE | AC | 12 | Single port. | DynaChrg | EVN240F | Stand alone Fleet 240 | DC | 240 | 240kW all-in-one charger with 2 connectors. Alternate designations: DirectPowerPS 240 Fleet, DirectPowerPS 240
EvoCharge | EVO32-310-001 | iEVSE Plus 32 | AC | 7.7 | Single Port, Standalone network capability | DynaChrg | EVN240P | Stand alone Advertising 240 | DC | 240 | 240kW all-in-one charger with 2 connectors, advertising display, and payment terminal. Alternate designations: DirectPowerPS 240 Flagship, DirectPowerPS 240
EvoCharge | EVO32-310-002 | iEVSE Plus 32 | AC | 7.7 | Dual Port, Standalone network capability | DynaChrg | EVN300F | Stand alone Fleet 300 | DC | 300 | 300kW all-in-one charger with 2 connectors. Alternate designations: DirectPowerPS 300 Fleet, DirectPowerPS 300
EvoCharge | EVO32-320-001 | iEVSE 32 | AC | 7.7 | Single Port, Standalone network capability | DynaChrg | EVN300P | Stand alone Advertising 300 | DC | 300 | 300kW all-in-one charger with 2 connectors, advertising display, and payment terminal. Alternate designations: DirectPowerPS 300 Flagship, DirectPowerPS 300
EvoCharge | EVO32-320-002 | iEVSE 32 | AC | 7.7 | Dual Port, Standalone network capability | DynaChrg | EVN360F | Stand alone Fleet 360 | DC | 360 | 360kW all-in-one charger with 2 connectors. Alternate designations: DirectPowerPS 360 Fleet, DirectPowerPS 360
EvoCharge | EVO80-###-### | MAX80 | AC | 19.2 | 0 | DynaChrg | EVN360P | Stand alone Advertising 360 | DC | 360 | 360kW all-in-one charger with 2 connectors, advertising display, and payment terminal. Alternate designations: DirectPowerPS 360 Flagship, DirectPowerPS 360
EvoCharge | W1-1962-#### | iEVSE | AC | 9.6 | 0 | DynaChrg | EVS160 | 160kW Standalone Unit | DC | 160 | Output range:200V-1000V efficiency:Up to 96% Full certification User-friendly ADA Multiple payment methods Support for customization PLUG& CHARGE Hardware 15118-Ready Can Output 350A CCS1 boost 500A NACS boost 400A
EVPassport | Howard Charger | Howard | AC | 19.2 | Single Port, Standalone network capability NRTL listed as ioTecha CCS-ACL2 | DynaChrg | EVS240 | 240kW Standalone Unit | DC | 240 | Output range:200V-1000V efficiency:Up to 96% Full certification User-friendly ADA Multiple payment methods Support for customization PLUG& CHARGE Hardware 15118-Ready Can Output 350A CCS1 boost 500A NACS boost 400A
EVPassport | Rosa Charger | Rosa | AC | 11 | Single Port, Standalone network capability | DynaChrg | EVS480 | Distributed Model 480kW up to 3 Dual Port Dispensers | DC | 480 | Output range:200V-1000V efficiency:Up to 96% Full certification User-friendly ADA Multiple payment methods Support for customization PLUG& CHARGE Hardware 15118-Ready Air cooling output 350A Liquid cooling sustained maximum output 500A
EVSE LLC | 3703 | ChargeWorks EV Charger | AC | 9.6 | Single port, Must acquire Gateway for network connectivity | Eaton | CPE250C-625-CCS1-200A-****-ETN | Express 250 | DC | 62.5 | ChargePoint Express 250 Station (62.5 kW) - includes Express 250 Station, 2x Power Modules, 1x CCS1 200A cable, 1x CHAdeMO cable or NACS, North America Modem/SIM, cUL and UL listed, requires CPE250-CMT-IMPERIAL in US, CPE250-CMT-METRIC in Canada. CPE250-CMT-IMPERIAL/METRIC not included. FWHA and FTA compliant models available as well as with integrated EMV Chip Reader terminal.
EVSE LLC | 3722 | EVSE Garage Overhead Charger | AC | 9.6 | Single port, Must acquire Gateway for network connectivity | Eaton | CPE280-800-NA-CHIP-ETN | Express 280 DC Fast Charging Station | DC | 160 | [Paired Unit, Credit Card Reader sku] ChargePoint Express 280 Station (80 kW) - includes Express 280 Station, 2x Power Modules, 1 or 2 connectors including CCS1, CHAdeMO, NACS. North America Modem/SIM, cUL and UL listed, FWHA and FTA compliant models available.
EVSE LLC | 3704 REV G | AutoCoil EV Charger | AC | 9.6 | Single port, Must acquire Gateway for network connectivity | Eaton | CPE280-800-NA-CHIP-ETN | Express 280 DC Fast Charging Station | DC | 80 | [Single Unit, Credit Card Reader sku] ChargePoint Express 280 Station (80 kW) - includes Express 280 Station, 2x Power Modules, 1 or 2 connectors including CCS1, CHAdeMO, NACS. North America Modem/SIM, cUL and UL listed, FWHA and FTA compliant models available.
EVSE LLC | 3704-002 REV G | AutoCoil EV Charger | AC | 9.6 | Single port, Must acquire Gateway for network connectivity | Eaton | CPE280-800-NA-ETN | Express 280 DC Fast Charging Station | DC | 160 | [Paired Unit] ChargePoint Express 280 Station (80 kW) - includes Express 280 Station, 2x Power Modules, 1 or 2 connectors including CCS1, CHAdeMO, NACS. North America Modem/SIM, cUL and UL listed, FWHA and FTA compliant models available.
FLO | CoRe+ MAX | CoRe+™ MAX | AC | 19.2 | Single Port | Eaton | CPE280-800-NA-ETN | Express 280 DC Fast Charging Station | DC | 80 | [Single Unit] ChargePoint Express 280 Station (80 kW) - includes Express 280 Station, 2x Power Modules, 1 or 2 connectors including CCS1, CHAdeMO, NACS. North America Modem/SIM, cUL and UL listed, FWHA and FTA compliant models available.
FLO | CoRe+ STD 21 FT | CoRe+™ | AC | 7.2 | Dual Port , Standalone network capability | Eaton | CPE280-800-NA-FHWA-ETN | Express 280 DC Fast Charging Station | DC | 160 | [Paired Unit, FHWA sku] ChargePoint Express 280 Station (80 kW) - includes Express 280 Station, 2x Power Modules, 1 or 2 connectors including CCS1, CHAdeMO, NACS. North America Modem/SIM, cUL and UL listed, FWHA and FTA compliant models available.
FLO | SmartTWO | SmartTWO™ Series | AC | 7.2 | Single Port, Standalone network capability | Eaton | CPE280-800-NA-FHWA-ETN | Express 280 DC Fast Charging Station | DC | 80 | [Single Unit, FHWA sku] ChargePoint Express 280 Station (80 kW) - includes Express 280 Station, 2x Power Modules, 1 or 2 connectors including CCS1, CHAdeMO, NACS. North America Modem/SIM, cUL and UL listed, FWHA and FTA compliant models available.
FLO | SmartTWO Cellular | SmartTWO™ Series | AC | 7.2 | Single Port, Standalone network capability | Eaton | EXPP-PL20##-CHIP-ETN | Express Plus 2000 | DC | 500 | [CHIP sku]Express Plus system includes Power Block, Power Modules, and Power Link 2000 series; Each Power Link Dispenser can include 1 or 2 connctor including CCS, NACS, or CHAdeMO
FLO | SmartTWO For City Curbside | SmartTWO™ Series | AC | 7.2 | Single Port, Standalone network capability | Eaton | EXPP-PL20##-ETN | Express Plus 2000 | DC | 500 | Express Plus system includes Power Block, Power Modules, and Power Link 2000 series; Each Power Link Dispenser can include 1 or 2 connctor including CCS, NACS, or CHAdeMO
Ford Pro Charging | FPC-AC0048ZC-### | Ford Pro AC Charging Station, 48A Series 2 | AC | 11.5 | Single Port. | Eaton | EXPP-PL20##-FHWA-ETN | Express Plus 2000 | DC | 500 | [FHWA sku] Express Plus system includes Power Block, Power Modules, and Power Link 2000 series; Each Power Link Dispenser can include 1 or 2 connctor including CCS, NACS, or CHAdeMO
Ford Pro Charging | FPC-AC0080ZC-U## | Ford Pro AC Charging Station, Series 2 | AC | 19.2 | Single Port NRTL Listed as EX-1193-1 | Eaton | Express Plus 1000 Power Block: CPPB0001***-ETN PM1.5 43-001200-**-ETN EXPP-PL10##*-#*#*#-#*#*#-***-ETN | Express Plus | DC | 500 | Express Plus system includes Power Block, Power Modules, and Power Link 1000 series; Used for Fleet or Commercial.
Ford Pro Charging | FPC-AC0011ZC-U## | 0 | AC | 11.5 | Single Port NRTL listed as Siemens 8EM1314-5CG14-2FA2 | Eaton | GMDC100-CCSX2 | 100kW CCSX2 | DC | 100 | dual cable
Ford Pro Charging | FPC-AC0019ZC-U## | 0 | AC | 19.2 | Single Port NRTL listed as LiteOn EX 1193 XXXX certified models | Eaton | GMDC125-CCSX2 | 125kW CCSX2 | DC | 125 | dual cable
FractalEV | FR-802E1DRNAK | FR-80 (ISO) | AC | 19.2 | Single port | Eaton | GMDC150-CCS | 150kW CCS | DC | 150 | Single port
FractalEV | FR-482E1DRNAK | FR-48 (ISO) | AC | 11.5 | Single port | Eaton | GMDC150-CCSX2 | 150kW CCSX2 | DC | 150 | dual cable
FractalEV | FR-482C1DRNAJ | FR-48 | AC | 11.5 | Single port | Eaton | GMDC50-CCS | 50kW CCS | DC | 50 | Single port
FractalEV | FR-802C1DRNAJ | FR-80 | AC | 19.2 | Single port | Eaton | GMDC50-CCSX2 | 50kW CCSX2 | DC | 50 | dual cable
Free2Move | E21CA180Dx | 48A Charger | AC | 11 | Single Port, Standalone network capability; OCA Full and Security certificates under software version V1.00 | Eaton | GMDC75-CCSX2 | 75kW CCSX2 | DC | 75 | dual cable
Free2Move | E21CH012## | 0 | AC | 11 | Single Port, Standalone network capability; OCA Full and Security certificates under software version V1.00 | Ekoenergetyka | AXE-S2A7-66XX4XXXX, AXE-S2A7-65XX4XXXX | Axon Easy 120 | DC | 120 | Dual port.
Free2Move | E21CH019Dx | 80A Charger | AC | 19.1 | Single Port, Standalone network capability | Ekoenergetyka | AXE-S2A8-60XX4XXXX, AXE-S2A8-06XX4XXXX, AXE-S2A8-50XX4XXXX, AXE-S2A8-05XX4XXXX | Axon Easy 150 | DC | 150 | Dual port.
Gateway International 360 | GW-EV75/XXX | GW-EV75/XXX | AC | 11.5 | Single port. | Ekoenergetyka | AXE-S2B0-65XX4XXXX, AXE-S2B0-66XX4XXXX | Axon Easy 180 | DC | 180 | Dual port.
Generac Power Systems | PUP2-U-1-5-N-GC2 | 40A Level 2 Plus | AC | 9.6 | Single Port | Electric Era | FC200K-##-## | PowerNode Charging Station | DC | 400 | 2 port DCFC (CCS, NACS, or CHAdeMO) with integrated 220kWh battery system capable of discharging 125kW or 233kW of power
Generac Power Systems | PUP3-U-1-6-C-GC2 | 48A Level 2 Pro | AC | 11.5 | # is a hold for cable length, connector type, power supply version, custom, and color. Payment terminal requirements aren't met by charger independently. We do allow integration with EVSP that have cloud-to-cloud integrations with payment terminals or kiosks. Examples can be provided. | Electron Charger | EC-EVC-L3-D120KW-G2 | EC-EVC-L3-D120KW-G2 | DC | 120 | Dual port, 120kW, 480VAC, DC, LVL 3 Charger
ICAPIA | ICACLS4040 | i4040 | AC | 9.6 | Dual port. | Electron Charger | EC-EVC-L3-D60KW-G3 | EC-EVC-L3-D60KW-G3 | DC | 60 | Dual port, 60kW, 480VAC, DC, LVL 3 Charger
ICAPIA | ICACLS4080 | i4080 | AC | 19.2 | Dual port. | Electron Charger | EC-EVC-L3-D240KW-G2 | EC-EVC-L3-D240KW-G2 | DC | 240 | Dual port, 240kW, 480VAC, DC, LVL 3 Charger
ICAPIA | ICACLS80 | i80 | AC | 19.2 | Single port. | EnergiSpot | DSPUE1-180 (T), DSPUE1-180 (P) | NRG 180 - DC DC Super Fast Charger | DC | 180 | Dual terminal configuration, 1 port per terminal, includes separate power cabinet
ICAPIA | ICACOP48 | OPAL OMNI 48 | AC | 11.5 | Single port. | EnergiSpot | DSPUE1-350 (T), DSPUE1-350 (P) | NRG 350 - DC Ultra Fast Charger | DC | 350 | Dual terminal configuration, 1 port per terminal, includes separate power cabinet
InCharge | EX-1193-1 | 0 | AC | 19.2 | Single Port NRTL Listed as EX-1193-1 | iENERGIE360 US INC. dba. Injet | iNSCDA120K1 | Ampax | DC | 120 | Dual port.
InCharge | ICE 80A Dual | ICE 80A Dual | AC | 19.2 | Dual port. | iENERGIE360 US INC. dba. Injet | iNSCDA150K1 | Ampax | DC | 150 | Dual port.
InCharge | ICE-80A Gen1 | ICE-80A Gen1 | AC | 19.2 | Single port. | iENERGIE360 US INC. dba. Injet | iNSCDA180K1 | Ampax | DC | 180 | Dual port.
InCharge | ICE-80A Gen2 | ICE-80A Gen2 | AC | 19.2 | Single port. | iENERGIE360 US INC. dba. Injet | iNSCDA240K1 | Ampax | DC | 240 | Dual port.
Integra Energy | IEV-48SEL | IEV-48SEL | AC | 11.5 | Single port. | Espen | EVC/D060/S### | EVC/D060/S### | DC | 60 | 1x CCS1 connector 1x CHAdeMO connector
Integra Energy | IEV-48SEL-G2 | IEV-48SEL-G2 | AC | 11.5 | Single port. | Espen | EVC/D060P/S### | EVC/D060P/S### | DC | 60 | Dual port.CCS1, NACS ,CHAdeMO (Optional).
Integra Energy | IEV-80SEL | IEV-80SEL | AC | 19.2 | Single port. | Espen | EVC/D120/S### | EVC/D120/S### | DC | 120 | 1x CCS1 connector 1x CHAdeMO connector
Integra Energy | IEV-80SEL-G2 | IEV-80SEL-G2 | AC | 19.2 | Single port. | Espen | EVC/D180/S### | EVC/D180/S### | DC | 180 | 1x CCS1 connector 1x CHAdeMO connector; OCA Full and Security certificates under software version V1.00
IoTecha | CCS-ACL2 / CCS-C80A | CCS-C80A-xxyyy | AC | 19.2 | Single Port. xx - cable length (15 or 25ft) yyy - LTE option | Espen | EVC/D360/S### | EVC/D360/S### | DC | 360 | Power Cabinet. 1x CCS1 connector or 1x CHAdeMO connector. Vetted dispensers are DDWU362T0TE2PN- RW DDWU362T0TE2N7-RW, DDWU362V00E2N7-RW DDWU362U0UE2PN-RW, DDWU362U0UE2N7-RW, DDWU362K0TE2PN-RW, DDWU362K0TE2N7-RW, DDWU362K0UE2PN-RW, DDWU362K0UE2N7-RW, DDWU362G00E2PN-RW, DDWU362G00E2N7-RW, DDWU362K00E2PN-RW, DDWU362K00E2N7-RW, DDWU362U00E2PN-RW, DDWU362U00E2N7-RW, DDWU362T00E2PN-RW, DDWU362T00E2N7-RW, DDWU362V0UE2PN-RW, DDWU362V0UE2N7-RW, DDWU362V0KE2PN-RW, DDWU362V0KE2N7-RW, DDWU362V0TE2PN-RW, DDWU362V0TE2N7-RW, DDWU362V00E2PN-RW.
IoTecha | CCS-ACL2-40 / CCS-C40A | CCS-ACL2-40 / CCS-C40A | AC | 8.3 | Single Port. xx - cable length (15 or 25ft) yyy - LTE option | EverCharge | E800-1017-01 | DCFC 240kW Power Cabinet | DC | 240 | OCA Full and Security certificates under software version 1.2009.0 (alternate company name on OCA cert - Wanbang Digital Energy Co., Ltd.)
IoTecha | CCS-C80C | CCS-C80C-xxyyy | AC | 19.2 | Single Port. xx - cable length (15 or 25ft) yyy - LTE option | EverCharge | E800-1029-01 | DCFC 240kW Power Dispenser, w/Dual 200A CCS1 | DC | 240 | OCA Full and Security certificates under software version 1.2009.0 (alternate company name on OCA cert - Wanbang Digital Energy Co., Ltd.)
It's Electric Inc. | Brooklyn-718 | Brooklyn-718 | AC | 7.68 | Single port. Paired with SWTCH network | EverCharge | E800-1040-01 | DCFC 180kW All-in-One, w Dual CCS1 | DC | 180 | 0
IXP, LLC | IXP-EVC10 | SMART CONNECTED LEVEL 2 EV CHARGING STATION | AC | 11.2 | 48A Max Charger, Screen, RFID, 4G Cellular, Wall-Mount, AmpUp LITE Plan, # determines plan length | EverCharge | E800-1042-01 | DCFC 320kW All-in-One, w/ Dual CCS1 | DC | 320 | Dual port.
IXP, LLC | IXP-E48 | IXP-E48 | AC | 11.5 | 0 | EVPassport | C6AM150XX | C6AM150XX | DC | 150 | Standalone DCFC, no HPC needed, runs off its own power
IXP, LLC | IXP-E80 | IXP-E80 | AC | 19.2 | EV Charger, 80 Amp, Level 2, 4G Module, ISO 15118 compliant, Credit Card Reader, Commercial, Gen 2, Orange | EVPassport | C6AM90XX | C6AM90XX | DC | 95 | Runs on 208 3P power, standalone DCFC
LEDVANCE LLC | 75899 | EVC/48A/LVL2/C2/OR | AC | 11.5 | EV Charger, 48 Amp, Level 2, Commercial, Gen 2, Orange | EVPassport | Larry Charger | Larry | DC | 60 | 0
LEDVANCE LLC | 75905 | EVC/48A/LVL2/4G/C2/OR | AC | 11.5 | EV Charger, 48Amp, Level 2, 4G Module, Commercial, Gen 2, Orange | EVPassport | Ruth Charger | Ruth | DC | 120 | 0
LEDVANCE LLC | 75900 | EVC/48A/LVL2/ISO/C2/OR | AC | 11.5 | EV Charger, 48 Amp, Level 2, ISO 15118 compliant, Commercial, Gen 2, Orange | EVPassport | Zues Charger | Zeus | DC | 180 | 0
LEDVANCE LLC | 75906 | EVC/48A/LVL2/4G/ISO/C2/OR | AC | 11.5 | EV Charger, 48 Amp, Level 2, 4G Module, ISO 15118 compliant, Commercial, Gen 2, Orange | EVSIS | JC-94F2-350-0T5 | DC Charger 350kW | DC | 350 | Dual port. CCS / NACS(Optional), OCPP 2.0.1 will be supported
LEDVANCE LLC | 75901 | EVC/48A/LVL2/ISO/CC/C2/OR | AC | 11.5 | EV Charger, 48 Amp, Level 2, ISO 15118 compliant, Credit Card Reader, Commercial, Gen 2, Orange | EVSIS | JC-94F2-400-0T5 | DC Charger 400kW | DC | 400 | Dual port. CCS / NACS(Optional), OCPP 2.0.1 will be supported
LEDVANCE LLC | 75927 | EVC/48A/LVL2/4G/CC/C2/OR | AC | 11.5 | EV Charger, 48 Amp, Level 2, 4G Module, Credit Card Reader, Commercial, Gen 2, Orange | EVSIS | JC-9932-100-CT | DC Charger 100kW | DC | 100 | CCS/CHAdeMO (optional), OCPP 2.0.1 will be supported
LEDVANCE LLC | 75907 | EVC/48A/LVL2/4G/ISO/CC/C2/OR | AC | 11.5 | EV Charger, 48 Amp, Level 2, 4G Module, ISO 15118 compliant, Credit Card Reader, Commercial, Gen 2, Orange | EVSIS | JC-9932-180-CT | DC Charger 180kW | DC | 180 | Dual port. CCS / NACS(Optional), OCPP 2.0.1 will be supported
LEDVANCE LLC | 75902 | EVC/80A/LVL2/C2/OR | AC | 19.2 | EV Charger, 80 Amp, Level 2, Commercial, Gen 2, Orange | EVSIS | JC-9932-240-CT | DC Charger 240kW | DC | 240 | Dual port. CCS / NACS(Optional), OCPP 2.0.1 will be supported
LEDVANCE LLC | 75915 | EVC/80A/LVL2/4G/C2/OR | AC | 19.2 | EV Charger, 80 Amp, Level 2, 4G Module, Commercial, Gen 2, Orange | FLO | SmartDC 100 | SmartDC™ 100 kW | DC | 100 | 1x CCS1 connector 1x CHAdeMO connector
LEDVANCE LLC | 74903 | EVC/80A/LVL2/ISO/C2/OR | AC | 19.2 | EV Charger, 80 Amp, Level 2, ISO 15118 compliant, Commercial, Gen 2, Orange | FLO | SmartDC 50 | SmartDC™ 50 kW | DC | 50 | 1x CCS1 connector 1x CHAdeMO connector;SDCV3-50-480-22-#
LEDVANCE LLC | 75925 | EVC/80A/LVL2/4G/ISO/C2/OR | AC | 19.2 | EV Charger, 80 Amp, Level 2, 4G Module, ISO 15118 compliant, Commercial, Gen 2, Orange | FLO | Ultra | Ultra | DC | 320 | Dual port.
LEDVANCE LLC | 75904 | EVC/80A/LVL2/ISO/CC/C2/OR | AC | 19.2 | EV Charger, 80 Amp, Level 2, ISO 15118 compliant, Credit Card Reader, Commercial, Gen 2, Orange | Ford Pro Charging | DC Charging Station 120kW | DC Charging Station 120kW | DC | 120 | Dual port.
LEDVANCE LLC | 75928 | EVC/80A/LVL2/4G/CC/C2/OR | AC | 19.2 | EV Charger, 80 Amp, Level 2, 4G Module, Credit Card Reader, Commercial, Gen 2, Orange | Ford Pro Charging | DC Charging Station 240kW | DC Charging Station 240kW | DC | 240 | Dual port.
LEDVANCE LLC | 75926 | EVC/80A/LVL2/4G/ISO/CC/C2/OR | AC | 19.2 | EV Charger, 80 Amp, Level 2, 4G Module, ISO 15118 compliant, Credit Card Reader, Commercial, Gen 2, Orange | Ford Pro Charging | FPC-DC0240AA-U## | 0 | DC | 240 | (Dealership only)
Lenz | EVSE W1 40 A | 0 | AC | 9.6 | 0 | Ford Pro Charging | FPC-DC0060AA-U## | 0 | DC | 60 | Single or Dual Port 2x CCS1 connector . NRTL listed as Power Electronics NB060SU20
LITE-ON | EX-1193-E | SC2 Plus 80A | AC | 19.2 | Single port. | Ford Pro Charging | FPC-DC0120AA-U## | 0 | DC | 120 | 2x CCS1 200A or 300A connector NRTL listed as Power Electronics NB120SU20
LITE-ON | EX-1193-H | IC2 80A POS | AC | 19.2 | Single port. | Free2Move | E21CH060Dx | 0 | DC | 60 | 1x CCS1 connector 1x CHAdeMO connector
LITE-ON | EX-1193-K | SC2 Plus 80A POS | AC | 19.2 | Single port. | Free2Move | E21CH180## | 0 | DC | 180 | 1x CCS1 connector 1x CHAdeMO connector; OCA Full and Security certificates under software version V1.00
LITE-ON | EX-1193-M | IC2 80A | AC | 19.2 | Single port. | Freewire | 900-00151-XX | Boost 150 | DC | 150 | Battery integrated DCFC
LITE-ON | EX-1193-T | SC2 80A | AC | 19.2 | Single port. | Freewire | Boost 200 | Boost Charger 200 | DC | 200 | 1x CCS1 connector 1x CHAdeMO connector
LITE-ON | W1-UC168-0MF1F0 | SC48A | AC | 11.52 | Single port. | Gateway International 360 | GW-EV4400-120/XXX | GW-EV4400-120/XXX | DC | 120 | 1x CCS1 connector 1x CHAdeMO connector
LITE-ON | W1-UC168-0MF1F0 | ADV 48A | AC | 11.52 | Single port. | Gateway International 360 | GW-EV4400-180/XXX | GW-EV4400-180/XXX | DC | 180 | 1x CCS1 connector 1x CHAdeMO connector; OCA Full and Security certificates under software version V1.00
LITE-ON | W1-UC168-0MF1FR | ADV+ 48A | AC | 11.52 | Single port. | Gateway International 360 | GW-EV4400-360/XXX | GW-EV4400-360/XXX | DC | 360 | Power Cabinet. 1x CCS1 connector or 1x CHAdeMO connector. Vetted dispensers are DDWU362T0TE2PN- RW DDWU362T0TE2N7-RW, DDWU362V00E2N7-RW DDWU362U0UE2PN-RW, DDWU362U0UE2N7-RW, DDWU362K0TE2PN-RW, DDWU362K0TE2N7-RW, DDWU362K0UE2PN-RW, DDWU362K0UE2N7-RW, DDWU362G00E2PN-RW, DDWU362G00E2N7-RW, DDWU362K00E2PN-RW, DDWU362K00E2N7-RW, DDWU362U00E2PN-RW, DDWU362U00E2N7-RW, DDWU362T00E2PN-RW, DDWU362T00E2N7-RW, DDWU362V0UE2PN-RW, DDWU362V0UE2N7-RW, DDWU362V0KE2PN-RW, DDWU362V0KE2N7-RW, DDWU362V0TE2PN-RW, DDWU362V0TE2N7-RW, DDWU362V00E2PN-RW.
LITE-ON | W1-UC168-0MJ1EP | ADV+ 48A POS | AC | 11.52 | Single port. | Gateway International 360 | GW-EV4400-60/XXX | GW-EV4400-60/XXX | DC | 60 | 1x CCS1 connector 1x CHAdeMO connector
LITE-ON | W1-UC168-0MK1ER | IC 48A | AC | 11.52 | Single port. | Gravity | GR-LH500CX | 0 | DC | 500 | 0
LITE-ON | W1-UC168-0ML1EP | IC 48A POS | AC | 11.52 | Single port. | Gravity | GT-AH200XX | 0 | DC | 200 | 0
Loop Global | EVS-32A-L2-001 | EV-Flex LITE | AC | 7.68 | SAE J1772, Standalone network capability | Gravity | GT-AV200XX | 0 | DC | 200 | 0
Loop Global | EVS-32A-L2-002 | EV-Flex LITE | AC | 7.68 | SAE J1772, Standalone network capability | Gravity | GT-LAV500EX | 0 | DC | 500 | 0
Loop Global | EVS-80A-L2-001 | EV-Fleet | AC | 19.2 | SAE J1772, Standalone network capability | Gravity | GT-LLH500EX | 0 | DC | 500 | 0
Loop Global | EVS-80A-L2-002 | EV-Fleet | AC | 19.2 | SAE J1772, Standalone network capability | Gravity | GT-LV500CX | 0 | DC | 500 | 0
Lynkwell | LW102-AC80-# | Xlynk | AC | 19.2 | Single port. | Heliox | HE9820014-01-AAV HE9820014-01-AAA | Flex 180 AIO | DC | 180 | Distributed charger system that supports has a built-in CCS1 cable and supports up to 2 additional connetion ports with applicable dispenser or pantograph
Lynkwell | LW101-AC48 | Xlynk | AC | 11.5 | Single port. | Heliox | HE9821001-01 | Flex 180 | DC | 180 | This product listing did not include the pantograph. Please consult with the manufacturer regarding pantograph selection. Pantographs are being Recognized under UL 2251. Field listing of system hardware may be required at deployment.
Lynkwell | LW141-AC50 | LW141-AC50 | AC | 12 | Single Port ; OCPP Full Certificate with software version V1.13.97 | Heliox | HE9822019-01 | Flex 360 | DC | 360 | Base product, 360kW, W DC HPC D UL
Lynkwell | LW141-AC80 | LW141-AC80 | AC | 19.2 | Single port. | Heliox | HE9823005-01 | Heliox 60kW | DC | 60 | Single port. Available as mobile, wall, or pedestal mount
Lynkwell | LW202-AC32 | LW202-AC32 | AC | 7.7 | Single port. | i-charging | blueberry | BB50 | DC | 50 | Dual port
Lynkwell | LW202-AC48 | LW202-AC48 | AC | 11.52 | Single port. | i-charging | blueberry CLUSTER | blueberry CLUSTER | DC | 500 | Four ports. Simultaneous charging, Dynamic Power Allocation, 50 to 900 kW. 1 to 3 Power Units (cabinets) and up to 4 plugs in dispenser and satellites
Lynkwell | LW202-AC80 | LW202-AC80 | AC | 19.2 | Single port. | i-charging | blueberry FUSION | blueberry FUSION | DC | 150 | Dual port. Simultaneous charging, Dynamic Power Allocation, 50, 100 and 150kW available
Noodoe | AC11P/ AC11P Exceed | 0 | AC | 11.5 | Single port. | i-charging | blueberry PLUS | PU 200 R2 / PU 300 R2 | DC | 500 | Four ports. Simultaneous charging, Dynamic Power Allocation, 50 to 900 kW. 1 to 3 Power Units (cabinets) and 1 Dispenser w 2 Plugs
OpConnect | IC80 | IC80 | AC | 19.2 | Single Port NRTL Listed as EX-1193-1 | InCharge | ICE 480 | ICE 480 | DC | 480 | Supports both CCS and CHAdeMO standards with one or two connectors. This DC Split System is designed to provide high power charging with distributed dispenser and power conversion units.
OpConnect | OC-IC3-32AH | 0 | AC | 7.2 | Single Port, Standalone network capability | InCharge | ICE CUBE 200kWh/200kW Battery Buffer | ICE CUBE 200kWh/200kW Battery Buffer | DC | 240 | Battery integrated DCFC. Up to 4 ports.
OpConnect | OC-SC3-32AN | 0 | AC | 7.7 | Single Port, Standalone network capability | InCharge | ICE-120 | ICE-120 | DC | 120 | 1x CCS1 connector 1x CHAdeMO connector NRTL listed as Shenzhen InfyPower : EXP120K2-FD-UU2 & EXP120K2-FS-U2
OpConnect | SC80 | SC80 | AC | 19.2 | Single Port NRTL Listed as EX-1193-3 | InCharge | ICE-180 | ICE-180 | DC | 180 | 1x CCS1 connector 1x CHAdeMO connector NRTL listed as Shenzhen InfyPower : EXP180K2-FD-UU2 & EXP180K2-FS-U2
Plugzio | M3P140U | Cando | AC | 9.6 | Single port | InCharge | ICE-60 | ICE-60 | DC | 60 | 1x CCS1 connector 1x CHAdeMO connector NRTL listed as Shenzhen InfyPower : EXP60K2-FD-UU2 & EXP60K2-FS-U2
PowerFlex Systems | EX-1193-M | IC 80A Gen2 | AC | 19.2 | Single port. | InCharge | ICE-66 V2X | ICE-66 V2X | DC V2G | 66 | Single or dual port. Supports both CCS and CHAdeMO. Up to 2 ports.
PowerFlex Systems | JNT-EVC10 (PF-JT48) | 0 | AC | 11.52 | Must acquire Nexus | InCharge | ICE-132 V2X | ICE-132 V2X | DC V2G | 132 | Dual port.
PowerFlex Systems | W1-UC168-0MF1FR | ADV+48A / SC48 | AC | 11.6 | Single port. | InCharge | ICE60K3-FDW-UU2 | ICE-60 DCWB | DC | 60 | Dual port.
PowerFlex Systems | W1-UC168-0MK1ER | IC 48A | AC | 11.6 | Single port. | InCharge | IDC600K3-FMR5-2 | ICE-600 | DC | 600 | Ten ports.
PowerFlex Systems | W1-UC168-0ML1EP | IC 48A with POS | AC | 11.6 | Single port. | Ingeteam | RAPID 120 | RAPID 120 | DC | 120 | Stand-alone. Single or dual port. CCS1, NACS and/or CHAdeMO.
PowerPump | AC550 | AC550 | AC | 10 | Single Port. | Ingeteam | RAPID 150 | RAPID 150 | DC | 150 | Stand-alone. Single or dual port. CCS1, NACS and/or CHAdeMO.
QCharge123 | QAC2-BC | Commercial Charger | AC | 19.2 | Single or dual port. | Ingeteam | RAPID 180 | RAPID 180 | DC | 180 | Stand-alone. Single or dual port. CCS1, NACS and/or CHAdeMO.
QCharge123 | QAC2-BR | Residential/Low Commercial Charger | AC | 9.6 | Single port. | Ingeteam | RAPID 60E | RAPID 60E | DC | 60 | Stand-alone. Single or dual port. CCS1, NACS and/or CHAdeMO.
RAB Lighting Inc. | EVC48 | EVC48 | AC | 11 | Single Port, Standalone network capability; OCA Full and Security certificates under software version V1.00 | Ingeteam | RAPID 90 | RAPID 90 | DC | 90 | Stand-alone. Single or dual port. CCS1, NACS and/or CHAdeMO.
SARIN Energy | SES-EVC-AC48A01HW-U-***** | Deluxe Premium Commercial Charger | AC | 11.5 | Single port. This unit has been tested with Stay-N-Charge software and may be purchased with configuration to this network. However, the unit is capable of operating on any OCPP compliant network. | Integra Energy | IEV/D060/SXXX | IEV/D060/SXXX | DC | 60 | 1x CCS1 connector 1x CHAdeMO connector
Siemens | 8EM13105HF141GA2 | VersiCharge AC 48A NTEP | AC | 11.5 | Single Port, Standalone network capability | Integra Energy | IEV/D120/SXXX | IEV/D120/SXXX | DC | 120 | 1x CCS1 connector 1x CHAdeMO connector
Siemens | 8EM13155HG141GA2 | VersiCharge Blue AC 48A NTEP | AC | 11.5 | Single Port, Standalone network capability | Integra Energy | IEV/D180/SXXX | IEV/D180/SXXX | DC | 180 | 1x CCS1 connector 1x CHAdeMO connector; OCA Full and Security certificates under software version V1.00
Siemens | VersiCharge 11.5kW 8EM1310-5CF14-0GA0 | VersiCharge | AC | 11.5 | Single Port, Standalone network capability | Integra Energy | IEV/D360/SXXX | IEV/D360/SXXX | DC | 360 | Power Cabinet. 1x CCS1 connector or 1x CHAdeMO connector. Vetted dispensers are DDWU362T0TE2PN- RW DDWU362T0TE2N7-RW, DDWU362V00E2N7-RW DDWU362U0UE2PN-RW, DDWU362U0UE2N7-RW, DDWU362K0TE2PN-RW, DDWU362K0TE2N7-RW, DDWU362K0UE2PN-RW, DDWU362K0UE2N7-RW, DDWU362G00E2PN-RW, DDWU362G00E2N7-RW, DDWU362K00E2PN-RW, DDWU362K00E2N7-RW, DDWU362U00E2PN-RW, DDWU362U00E2N7-RW, DDWU362T00E2PN-RW, DDWU362T00E2N7-RW, DDWU362V0UE2PN-RW, DDWU362V0UE2N7-RW, DDWU362V0KE2PN-RW, DDWU362V0KE2N7-RW, DDWU362V0TE2PN-RW, DDWU362V0TE2N7-RW, DDWU362V00E2PN-RW.
Siemens | VersiCharge 11.5kW 8EM1310-5CF14-1GA2 | VersiCharge | AC | 11.5 | Single Port, Standalone network capability | Jule (eCAMION) | Jule-100 | Jule Charger 100 | DC | 100 | DCFC that works with ESS w/ voltage range 650-800VDC
Siemens | VersiCharge 11.5kW 8EM1312-5CF18-0FA3 | VersiCharge | AC | 11.5 | Single Port, Standalone network capability | Jule (eCAMION) | Jule-200 | Jule Charger 200 | DC | 200 | DCFC that works with ESS w/ voltage range 650-800VDC
Siemens | VersiCharge 9.6kW 8EM1310-4CF14-0GA0 | VersiCharge | AC | 9.6 | Single Port, Standalone network capability | Jule (eCAMION) | Jule-350 | Jule Charger 350 | DC | 350 | DCFC that works with ESS w/ voltage range 650-800VDC
Siemens | VersiCharge 9.6kW 8EM1310-4CF14-1GA2 | VersiCharge | AC | 9.6 | Single Port, Standalone network capability | Kempower | C50####### C80####### | C-Series | DC | 600 | Up to 8 ports. Kempower Power Unit supplies DC power to various distributed dispenser ouputs including but not limited to the Kempower Satellite (offers single or dual port configurations), the Kempower Liquid Cooled Satellite, etc.. Details about qualifications relevant to each variant is detailed in the corresponding notes section.
Siemens | VersiCharge 9.6kW 8EM1312-4CF18-0FA3 | VersiCharge | AC | 9.6 | Single Port, Standalone network capability | Kempower | C501### | C-Series | DC | 200 | 1-4 power modules supporting max output range of 50-200kW
StarCharge | AC###AN030###### | Artemis | AC | 19.2 | Single port. | Kempower | C502### | C-Series | DC | 350 | 1-7 power modules supporting max output range of 50-350kW
SWTCH Energy | AXLU111001/48 | AX48 | AC | 11 | Single Port, Standalone network capability; OCA Full and Security certificates under software version V1.00 | Kempower | C503### | C-Series | DC | 350 | 1-7 power modules supporting max output range of 50-350kW
SWTCH Energy | AXLU191001/80 | AX80 | AC | 19.1 | Single Port, Standalone network capability | Kempower | C801### | C-Series | DC | 200 | 1-4 power modules supporting max output range of 50-200kW
SWTCH Energy | EX-1193-1 | SWTCH Lite-On Platinum IC3 80A | AC | 19.2 | Single Port NRTL Listed as EX-1193-1 | Kempower | C802### | C-Series | DC | 350 | 1-7 power modules supporting max output range of 50-350kW
SWTCH Energy | EX-1193-3 | SWTCH Lite-On Platinum SC3 80A | AC | 19.2 | Single Port NRTL Listed as EX-1193-3 | Kempower | C803### | C-Series | DC | 350 | 1-7 power modules supporting max output range of 50-350kW
SWTCH Energy | IC3-32A-H-A | SWTCH Lite-On Platinum IC3 | AC | 7.6 | Single Port NRTL Listed as IC3-32A-H-A | Lincoln Electric | Velion 150 | Velion | DC | 150 | Single port.
SWTCH Energy | SC3-32A-H | SWTCH Lite-On Platinum SC3 | AC | 7.6 | Single Port NRTL Listed as SC3-32A-H | Loop Global | EVS-FLASH-300-D01 | Infinity Flash (with screen) | DC | 300 | Dual port with screen. Power cabinet required: EVS-FLASH- 360-PC01
SWTCH Energy | EVH006-48 | Joint Tech 48A | AC | 11.5 | Single port. | Loop Global | EVS-FLASH-300-D01-150 | Infinity Flash (with screen)(derated) | DC | 150 | 150kW max per port
Tellus Power | UP160J-#MP-### | 0 | AC | 7.2 | Dual Port, Must acquire Gateway for network connectivity | Loop Global | EVS-FLASH-300-D02 | Infinity Flash (without screen) | DC | 300 | Dual port without screen. Power cabinet required: EVS-FLASH- 360-PC01
Tesla | 1457768-XY-Z | Wall Connector 3.0 | AC | 11.52 | The Tesla Wall Connector 3.0 with integrated RCD protective functions; Type A (≤30mA) and DC (6mA), meet the requirements of the product safety standard IEC 6185-1:2017, and the European installation standard HD/IEC 60364-7-722:2018, Clause § 722.531.2.101 Residual Current Protective Devices, without the need to install an external RCD protective device. The use of an external RCD protective device at the connection point can be installed, although not mandatory**. **Note: Local wiring regulations applicable to site installation will always take precedence. | Loop Global | EVS-FLASH-300-D02-150 | Infinity Flash (without screen)(derated) | DC | 150 | 150kW max per port
Tesla | 1734412-XY-Z | Universal Wall Connector | AC | 11.52 | The Tesla Universal Wall Connector is compatible with Tesla and non-Tesla electric vehicle models. It provides up to 48A of continuous current that offers 77 km or 44 miles of range per hour of charge. It is approved for indoor and outdoor installation. The Universal Wall Connector can support AC charging for vehicles with NACS or J1772 chargeports through the use of a J1772 adapter that docks into the side of the Wall Connector. | Lynkwell | LW141-DC480/480-SA-CC18 | LW141-DC480/480-SA-CC18 | DC | 480 | Dual port. 2x CCS1 connector
TurnOnGreen | EVP1100-W/CPEVAC-11KW-J17-W EVP1100-WG/CPEVAC-11KW-J17-WG CPEVAC-11KW-S18-# | 0 | AC | 11.4 | Single Port | Lynkwell | LW141-DC480/480-SA-CN-18 | LW141-DC480/480-SA-CN-18 | DC | 480 | Dual port. 1x CCS1 connector, 1x NACS/J3400 connector
Voltpost, Inc. | Voltpost Air Pole Mount | Voltpost Air | AC | 9.6 | Single port, Must acquire Gateway for network connectivity | Lynkwell | LW141-DC480/400-SA-CC18 | LW141-DC480/400-SA-CC18 | DC | 400 | Dual port. 2x CCS1 connector
Wallbox | PUP1-#-1-5-#-### / PUP2-#-1-5-#-### | Pulsar Plus | AC | 9.6 | Single Port | Lynkwell | LW141-DC480/400-SA-CN18 | LW141-DC480/400-SA-CN18 | DC | 400 | Dual port. 1x CCS1 connector, 1x NACS/J3400 connector
Wallbox | PUP3-#-#-6-#-##-# | Pulsar Pro 48A | AC | 11.5 | # is a hold for cable length, connector type, power supply version, custom, and color. Payment terminal requirements aren't met by charger independently. We do allow integration with EVSP that have cloud-to-cloud integrations with payment terminals or kiosks. Examples can be provided. | Lynkwell | LW141-DC480/320-SA-CC18 | LW141-DC480/320-SA-CC18 | DC | 320 | Dual port. 2x CCS1 connector
Xeal | A10L-25J1-3 | Xeal-32A | AC | 7.7 | Single port. | Lynkwell | LW141-DC480/320-SA-CN18 | LW141-DC480/320-SA-CN18 | DC | 320 | Dual port. 1x CCS1 connector, 1x NACS/J3400 connector
Xiamen Topstar Co., LTD | TSEA240V/32AUS | TSEA240V/##AUS | AC | 7.6 | Single port. | Lynkwell | LW141-DC100 | LW141-DC100 | DC | 100 | Single or dual port
Xiamen Topstar Co., LTD | TSEA240V/40AUS | TSEA240V/##AUS | AC | 9.6 | Single port. | Lynkwell | LW141-DC120 | LW141-DC120 | DC | 120 | Single or dual port
Xiamen Topstar Co., LTD | TSEA240V/48AUS | TSEA240V/##AUS | AC | 11.5 | Single port. | Lynkwell | LW141-DC140 | LW141-DC140 | DC | 140 | Single or dual port
Xiamen Topstar Co., LTD | TSEA240V/80AUS | TSEA240V/##AUS | AC | 19.2 | Single port. | Lynkwell | LW141-DC160 | LW141-DC160 | DC | 160 | Single or dual port
Xiamen Topstar Co., LTD | TSED240V/32A2US | TSED240V/##A2US | AC | 7.6 | Dual port. | Lynkwell | LW141-DC180 | LW141-DC180 | DC | 180 | Single or dual port
Xiamen Topstar Co., LTD | TSED240V/40A2US | TSED240V/##A2US | AC | 9.6 | Dual port. | Lynkwell | LW141-DC200 | LW141-DC200 | DC | 200 | Single or dual port
Xiamen Topstar Co., LTD | TSED240V/48A2US | TSED240V/##A2US | AC | 11.5 | Dual port. | Lynkwell | LW141-DC220 | LW141-DC220 | DC | 220 | Single or dual port
Xiamen Topstar Co., LTD | TSED240V/80A2US | TSED240V/##A2US | AC | 19.2 | Dual port. | Lynkwell | LW141-DC240 | LW141-DC240 | DC | 240 | Single or dual port
Zerova | AXLU111001/ AX48 | AX48 | AC | 11 | Single Port, Standalone network capability; OCA Full and Security certificates under software version V1.00 | Lynkwell | LW141-DC60 | LW141-DC60 | DC | 60 | Single or dual port
Zerova | AXLU191001/ AX80 | AX80 | AC | 19.1 | Single Port, Standalone network capability | Lynkwell | LW141-DC640 | LW141-DC640 | DC | 640 | The DC HiPower has a power cabinet with dispenser set up. It comes in 320, 480, or 640kW options and can be purchased with 2, 4, 6, or 8 ports depending on the number of dispensers.
[6 empty] | Lynkwell | LW141-DC80 | LW141-DC80 | DC | 80 | Single or dual port
[6 empty] | Lynkwell | LW301-DC-180 | LW301-DC-180 | DC | 180 | 0
[6 empty] | Lynkwell | LW301-DC240 | LW301-DC240 | DC | 240 | OCA Full and Security certificates under software version 1.2009.0 (alternate company name on OCA cert - Wanbang Digital Energy Co., Ltd.)
[6 empty] | Lynkwell | LW301-DC320 | LW301-DC320 | DC | 320 | Dual port.
[6 empty] | Lynkwell | LW401-DC200 | LW401-DC200 | DC | 200 | Up to 200kW per port. 2 ports. All-in-one system integrating AC-DC power conversion and DC output with one system
[6 empty] | Lynkwell | LW401-DC600 | LW401-DC600 | DC | 600 | This is distributed system that can connect up to two 400kW dispensers(Model no: DP400K-xx-PS-yy) ## : Varaiable based on any other options xx : Variable based on connector type(CCS1, NACS) yy : variable based on any other options
[6 empty] | Nidec | EVDIS-L120DAWM010 | DirectPowerPS Tower 120 Flagship | DC | 120 | 120kW all-in-one charger with 2 connectors, advertising display, and payment terminal. Alternate designations: DirectPowerPS 120 Flagship, DirectPowerPS 120
[6 empty] | Nidec | EVDIS-L120DFW00041 | DirectPowerPS Tower 120 Fleet | DC | 120 | 120kW all-in-one charger with 2 connectors. Alternate designations: DirectPowerPS 120 Fleet, DirectPowerPS 120
[6 empty] | Nidec | EVDIS-L180DAWM010 | DirectPowerPS Tower 180 Flagship | DC | 180 | 180kW all-in-one charger with 2 connectors, advertising display, and payment terminal. Alternate designations: DirectPowerPS 180 Flagship, DirectPowerPS 180
[6 empty] | Nidec | EVDIS-L180DFW00041 | DirectPowerPS Tower 180 Fleet | DC | 180 | 180kW all-in-one charger with 2 connectors. Alternate designations: DirectPowerPS 180 Fleet, DirectPowerPS 180
[6 empty] | Nidec | EVDIS-L240DAWM000 | DirectPowerPS Tower 240 Flagship | DC | 240 | 240kW all-in-one charger with 2 connectors, advertising display, and payment terminal. Alternate designations: DirectPowerPS 240 Flagship, DirectPowerPS 240
[6 empty] | Nidec | EVDIS-L240DFW00031 | DirectPowerPS Tower 240 Fleet | DC | 240 | 240kW all-in-one charger with 2 connectors. Alternate designations: DirectPowerPS 240 Fleet, DirectPowerPS 240
[6 empty] | Nidec | EVDIS-L300DAWM000 | DirectPowerPS Tower 300 Flagship | DC | 300 | 300kW all-in-one charger with 2 connectors, advertising display, and payment terminal. Alternate designations: DirectPowerPS 300 Flagship, DirectPowerPS 300
[6 empty] | Nidec | EVDIS-L300DFW00031 | DirectPowerPS Tower 300 Fleet | DC | 300 | 300kW all-in-one charger with 2 connectors. Alternate designations: DirectPowerPS 300 Fleet, DirectPowerPS 300
[6 empty] | Nidec | EVDIS-L360DAWM000 | DirectPowerPS Tower 360 Flagship | DC | 360 | 360kW all-in-one charger with 2 connectors, advertising display, and payment terminal. Alternate designations: DirectPowerPS 360 Flagship, DirectPowerPS 360
[6 empty] | Nidec | EVDIS-L360DFW00031 | DirectPowerPS Tower 360 Fleet | DC | 360 | 360kW all-in-one charger with 2 connectors. Alternate designations: DirectPowerPS 360 Fleet, DirectPowerPS 360
[6 empty] | Nuvve | DC RES-HD125-V2G (RES-HD125-V2G) | DC Rapid HD Charging Station 125kW | DC V2G | 125 | Power Cabinet, Rhombus: RES-DCVC125-480-V2G (RES-HD125-V2G), Firmware 603/0A16, Checksum A6AB Approved dispensers are RES-D2-CS20-V2G (RES-HD125-V2G), 1x CCS1 connector
[6 empty] | Nuvve | DC RES-HD60-V2G (RES-HD60-V2G) | DC Rapid HD Charging Station 60kW | DC V2G | 60 | Power Cabinet, Rhombus: RES-DCVC60-480-V2G (RES-HD60-V2G), Firmware 603/0A16, Checksum 0A16 Approved dispensers are RES-D2-CS20-V2G (RES-HD125-V2G), 1x CCS1 connector
[6 empty] | Nuvve | TP-120DC-V1G-H1-C, TP-120DC-V1G-H1-N, TP-120DC-V1G-H2-CC, TP-120DC-V1G-H2-NN, TP-120DC-V1G-H2-NC, TP-120DC-V1G-H1-C-BA, TP-120DC-V1G-H1-N-BA, TP-120DC-V1G-H2-CC-BA, TP-120DC-V1G-H2-NN-BA, TP-120DC-V1G-H2-NC-BA | EVSE Nuvve DCFC 120kW Smart Charging Station (Single or Dual Port, CCS1 or NACS, Power Sharing, non-BABA or BABA) | DC | 120 | Dual port. Can be configured with: 2x CCS, 2x NACS, 2x CHAdeMO, 1x CCS + 1x NACS, 1x CCS + 1x CHAdeMO
[6 empty] | Nuvve | TP-160DC-V1G-H1-C, TP-160DC-V1G-H1-N, TP-160DC-V1G-H2-CC, TP-160DC-V1G-H2-NN, TP-160DC-V1G-H2-NC, TP-160DC-V1G-H1-C-BA, TP-160DC-V1G-H1-N-BA, TP-160DC-V1G-H2-CC-BA, TP-160DC-V1G-H2-NN-BA, TP-160DC-V1G-H2-NC-BA | EVSE Nuvve DCFC 160kW Smart Charging Station (Single or Dual Port, CCS1 or NACS, Power Sharing, non-BABA or BABA) | DC | 160 | Dual port. Can be configured with: 2x CCS, 2x NACS, 2x CHAdeMO, 1x CCS + 1x NACS, 1x CCS + 1x CHAdeMO
[6 empty] | Nuvve | TP-180DC-V1G-H1-C, TP-180DC-V1G-H1-N, TP-180DC-V1G-H2-CC, TP-180DC-V1G-H2-NN, TP-180DC-V1G-H2-NC, TP-180DC-V1G-H1-C-BA, TP-180DC-V1G-H1-N-BA, TP-180DC-V1G-H2-CC-BA, TP-180DC-V1G-H2-NN-BA, TP-180DC-V1G-H2-NC-BA | EVSE Nuvve DCFC 180kW Smart Charging Station (Single or Dual Port, CCS1 or NACS, Power Sharing, non-BABA or BABA) | DC | 180 | Dual port. Can be configured with: 2x CCS, 2x NACS, 2x CHAdeMO, 1x CCS + 1x NACS, 1x CCS + 1x CHAdeMO
[6 empty] | Nuvve | TP-200DC-V1G-H2-CC | TP-200DC-V1G(-####) | DC | 200 | Dual Port, either 2x CCS or 1x CCS + 1x CHAdeMO
[6 empty] | Nuvve | TP-240DC-V1G-H2-CC | TP-240DC-V1G(-####) | DC | 240 | Dual Port, either 2x CCS or 1x CCS + 1x CHAdeMO
[6 empty] | Nuvve | TP-300HPDC-V1G-H1-C, TP-300HPDC-V1G-H1-N, TP-300HPDC-V1G-H2-CC, TP-300HPDC-V1G-H2-NN, TP-300HPDC-V1G-H2-NC, TP-300HPDC-V1G-H1-C-BA, TP-300HPDC-V1G-H1-N-BA, TP-300HPDC-V1G-H2-CC-BA, TP-300HPDC-V1G-H2-NN-BA, TP-300HPDC-V1G-H2-NC-BA | EVSE Nuvve DCFC 300kW Smart Charging Station (Single or Dual Port, CCS1 or NACS, Power Sharing, non-BABA or BABA) | DC | 300 | Dual Port, either 2x CCS or 1x CCS + 1x CHAdeMO
[6 empty] | Nuvve | TP-360HPDC-V1G-H1-C, TP-360HPDC-V1G-H1-N, TP-360HPDC-V1G-H2-CC, TP-360HPDC-V1G-H2-NN, TP-360HPDC-V1G-H2-NC, TP-360HPDC-V1G-H1-C-BA, TP-360HPDC-V1G-H1-N-BA, TP-360HPDC-V1G-H2-CC-BA, TP-360HPDC-V1G-H2-NN-BA, TP-360HPDC-V1G-H2-NC-BA | EVSE Nuvve DCFC 360kW Smart Charging Station (Single or Dual Port, CCS1 or NACS, Power Sharing, non-BABA or BABA) | DC | 360 | Dual Port, either 2x CCS or 1x CCS + 1x CHAdeMO
[6 empty] | Nuvve | TP-60DC-V1G-H1-C, TP-60DC-V1G-H1-N, TP-60DC-V1G-H2-CC, TP-60DC-V1G-H2-NN, TP-60DC-V1G-H2-NC, TP-60DC-V1G-H1-C-BA, TP-60DC-V1G-H1-N-BA, TP-60DC-V1G-H2-CC-BA, TP-60DC-V1G-H2-NN-BA, TP-60DC-V1G-H2-NC-BA | EVSE Nuvve DCFC 60kW Smart Charging Station (Single or Dual Port, CCS1 or NACS, non-BABA or BABA) | DC | 60 | Dual port. Can be configured with: 2x CCS, 2x NACS, 2x CHAdeMO, 1x CCS + 1x NACS, 1x CCS + 1x CHAdeMO
[6 empty] | Nuvve | TP-60DC-V2G-H1-C, TP-60DC-V2G-H1-N, TP-60DC-V2G-H1-C-BA, TP-60DC-V2G-H1-N-BA | EVSE Nuvve DC 60kW V2G Station (Single Port, CCS1 or NACS, non-BABA or BABA) | DC V2G | 60 | Bidirectional charger
[6 empty] | Power Electronics | NB240U | NB400 | DC | 240 | Dual port.
[6 empty] | Power Electronics | NB320U | NB400 | DC | 320 | Dual port.
[6 empty] | Power Electronics | NB400U | NB400 | DC | 400 | Dual port.
[6 empty] | PowerPump | DC120 | Level 3 DC Charging Station 120kW | DC | 120 | SAE J1772, Standalone network capability
[6 empty] | PowerPump | DC150 | Level 3 DC Charging Station 150kW | DC | 150 | SAE J1772, Standalone network capability
[6 empty] | PowerPump | DC180 | Level 3 DC Charging Station 1280kW | DC | 180 | SAE J1772, Standalone network capability
[6 empty] | PowerPump | DC300 | 0 | DC | 300 | 0
[6 empty] | PowerPump | DC360 | 0 | DC | 360 | 0
[6 empty] | PowerPump | DC60 | Level 3 DC Charging Station 60kW | DC | 60 | SAE J1772, Standalone network capability
[6 empty] | Siemens | SICHARGE UC150 P3REC100003602 (8EM40012AA101AA2) | SiCHARGE UC150 | DC | 150 | 1x CCS1 connector. Vetted dispensers are P3REC100003604 and P3REC100003615
[6 empty] | Sinexcel | SEC1000/160Y-H-U； SEC1000/160Y-T-U； SEC1000/160Y-HH-U； SEC1000/160Y-TT-U； SEC1000/160Y-HT-U； SEC1000/120Y-H-U； SEC1000/120Y-T-U； SEC1000/120Y-HH-U； SEC1000/120Y-TT-U； SEC1000/120Y-HT-U； SEC1000/60Y-C-U； SEC1000/60Y-S-U； SEC1000/60Y-CC-U； SEC1000/60Y-SS-U； SEC1000/60Y-SC-U； | SEC160 | DC | 160 | Output range:200V-1000V efficiency:Up to 96% Full certification User-friendly ADA Multiple payment methods Support for customization PLUG& CHARGE Hardware 15118-Ready Can Output 350A CCS1 boost 500A NACS boost 400A
[6 empty] | Sinexcel | SEC1000/240Y-H-U SEC1000/240Y-HH-U SEC1000/240Y-HJ-U SEC1000/240Y-T-U SEC1000/240Y-HT-U SEC1000/240Y-TJ-U SEC1000/240Y-TT-U | SEC 240 | DC | 240 | Output range:200V-1000V efficiency:Up to 96% Full certification User-friendly ADA Multiple payment methods Support for customization PLUG& CHARGE Hardware 15118-Ready Can Output 350A CCS1 boost 500A NACS boost 400A
[6 empty] | Sinexcel | SEC1000/360F-N-U SEC1000/480F-N-U SEC1000/200U-C-U SEC1000/200U-CC-U SEC1000/200U-CJ-U SEC1000/300U-H-U SEC1000/300U-HH-U SEC1000/300U-HC-U SEC1000/300U-HJ-U SEC1000/500U-F-U SEC1000/500U-FH-U SEC1000/500U-FC-U SEC1000/500U-FJ-U SEC1000/300U-T-U SEC1000/300U-TJ-U SEC1000/300U-HT-U SEC1000/300U-TT-U SEC1000/300U-TC-U SEC1000/500U-FT-U | SEC 480 | DC | 480 | Output range:200V-1000V efficiency:Up to 96% Full certification User-friendly ADA Multiple payment methods Support for customization PLUG& CHARGE Hardware 15118-Ready Air cooling output 350A Liquid cooling sustained maximum output 500A
[6 empty] | SK Signet | CD40*# / CP60*# | V2 VE 600kW Distributed system | DC | 400 | Two dispensers type or four dispensers type. CCS1 and NACS connectors are supported. "*#" in the end of model number identifies any changes including hardware, option, certifications, and etc.
[6 empty] | SK Signet | FC200K-##-## | V2 200kW AIO system | DC | 200 | "xx" in the model number identifies connector type. "B2": Dual CCS1 connector "BH": CCS1 and NACS connector
[6 empty] | SK Signet | HPC175K-PS | Signet HP | DC | 350 | Power Cabinet, 1x CCS1 connector 1x CHAdeMO connector Vetted dispensers are SHDP350K-NCC-PS
[6 empty] | SK Signet | PC600K-PS-## | PC600K-PS-## | DC | 600 | This is distributed system that can connect up to two 400kW dispensers(Model no: DP400K-xx-PS-yy) ## : Varaiable based on any other options xx : Variable based on connector type(CCS1, NACS) yy : variable based on any other options
[6 empty] | StarCharge | DC3200AN147XYZ/ DC2800AN147XYZ/ DC2400AN147XYZ/ DC1800AN147XYZ/ DC1500AN147XYZ/ DC1200AN147XYZ | Titan 320kW | DC | 320 | Dual port.
[6 empty] | StarCharge | Neptune 240kW | Neptune 240kW | DC | 240 | OCA Full and Security certificates under software version 1.2009.0 (alternate company name on OCA cert - Wanbang Digital Energy Co., Ltd.)
[6 empty] | StarCharge | Titan 180kW | Titan 180kW | DC | 180 | 0
[6 empty] | TECO-Westinghouse | DOWU362 | Nexe VersaCharge 120kW | DC | 360 | Power Cabinet. 1x CCS1 connector or 1x CHAdeMO connector. Vetted dispensers are DDWU362T0TE2PN- RW DDWU362T0TE2N7-RW, DDWU362V00E2N7-RW DDWU362U0UE2PN-RW, DDWU362U0UE2N7-RW, DDWU362K0TE2PN-RW, DDWU362K0TE2N7-RW, DDWU362K0UE2PN-RW, DDWU362K0UE2N7-RW, DDWU362G00E2PN-RW, DDWU362G00E2N7-RW, DDWU362K00E2PN-RW, DDWU362K00E2N7-RW, DDWU362U00E2PN-RW, DDWU362U00E2N7-RW, DDWU362T00E2PN-RW, DDWU362T00E2N7-RW, DDWU362V0UE2PN-RW, DDWU362V0UE2N7-RW, DDWU362V0KE2PN-RW, DDWU362V0KE2N7-RW, DDWU362V0TE2PN-RW, DDWU362V0TE2N7-RW, DDWU362V00E2PN-RW.
[6 empty] | TECO-Westinghouse | DSWU122 | Nexe VersaCharge 180kW | DC | 120 | 1x CCS1 connector 1x CHAdeMO connector
[6 empty] | TECO-Westinghouse | DSWU182 | Nexe VersaCharge 60kW | DC | 180 | 1x CCS1 connector 1x CHAdeMO connector
[6 empty] | TECO-Westinghouse | DSWU601 | Nexe VersaCharge 90kW | DC | 60 | 1x CCS1 connector 1x CHAdeMO connector
[6 empty] | TECO-Westinghouse | DSWU901 | 0 | DC | 90 | 1x CCS1 connector 1x CHAdeMO connector
[6 empty] | Tellus Power | TP-EVPD-120kW (TP5-120-480) | 0 | DC | 120 | Dual Port ; either 2 x CCS or 1x CCS + 1x CHAdeMO or or 1x CCS + 1x NACS or 2 x NACS
[6 empty] | Tellus Power | TP-EVPD-160kW (TP5-160-480) | 0 | DC | 160 | Dual Port ; either 2 x CCS or 1x CCS + 1x CHAdeMO or or 1x CCS + 1x NACS or 2 x NACS
[6 empty] | Tellus Power | TP-EVPD-180kW (TP5-180-480) | 0 | DC | 180 | Dual Port ; either 2 x CCS or 1x CCS + 1x CHAdeMO or or 1x CCS + 1x NACS or 2 x NACS
[6 empty] | Tellus Power | TP-EVPD-200kW (TP5-200-480) | 0 | DC | 200 | Dual Port ; either 2 x CCS or 1x CCS + 1x CHAdeMO or or 1x CCS + 1x NACS or 2 x NACS
[6 empty] | Tellus Power | TP-EVPD-240kW (TP5-240-480) | 0 | DC | 240 | Dual Port ; either 2 x CCS or 1x CCS + 1x CHAdeMO or or 1x CCS + 1x NACS or 2 x NACS
[6 empty] | Tellus Power | TP-EVPD-300kW (TP5-300-480) | 0 | DC | 300 | Dual Port ; either 2 x CCS or 1x CCS + 1x CHAdeMO or or 1x CCS + 1x NACS or 2 x NACS
[6 empty] | Tellus Power | TP-EVPD-360kW (TP5-360-480) | 0 | DC | 360 | Dual Port ; either 2 x CCS or 1x CCS + 1x CHAdeMO or or 1x CCS + 1x NACS or 2 x NACS
[6 empty] | Tellus Power | TP-EVPD-60kW (TP5-60-480) | 0 | DC | 60 | Dual Port ; either 2 x CCS or 1x CCS + 1x CHAdeMO or or 1x CCS + 1x NACS or 2 x NACS
[6 empty] | Tellus Power | TP-V2G-60-480 | 0 | DC V2G | 60 | Bidirectional charger
[6 empty] | Tesla | 1450758 | SuperCharger V3 Cabinet | DC | 387 | Up to 4 ports
[6 empty] | Tesla | 1732843 | SuperCharger V4 Post | DC | 250 | Single port
[6 empty] | Tritium | PKM150 | 0 | DC | 150 | Charging station is DC-fed
[6 empty] | Tritium | TRI-153-RTM-02-050-#### | RTM 50 | DC | 50 | 1x CCS1 connector 1x CHAdeMO connector
[6 empty] | Tritium | TRI-153-RTM-02-075-#### | RTM 75 | DC | 75 | 1x CCS1 connector 1x CHAdeMO connector
[6 empty] | Tritium | Veefil RT 175-S | 0 | DC | 175 | 1x CCS1 connector 1x CHAdeMO connector
[6 empty] | Tritium | Veefil RT 50 | 0 | DC | 50 | 1x CCS1 connector 1x CHAdeMO connector
[6 empty] | TurnOnGreen | FSP1200/CPEVDC-120KW-# | FSP1200 | DC | 120 | Single Port, CCS connector
[6 empty] | TurnOnGreen | FSP1800 | FSP1800 | DC | 180 | 0
[6 empty] | TurnOnGreen | FSP600/CPEVDC-60KW-# | FSP600 | DC | 60 | Single Port, CCS connector
[6 empty] | XCharge | C6AM150XX | C6AM150XX | DC | 150 | Standalone DCFC, no HPC needed, runs off its own power
[6 empty] | XCharge | C6AM200XX | C6AM200XX | DC | 200 | Dual port.
[6 empty] | XCharge | C6AM200XX (125kW) | C6AM200XX (125kW) | DC | 125 | Runs on 208 3P power, standalone DCFC
[6 empty] | XCharge | C6AM90XX | C6AM90XX | DC | 95 | Runs on 208 3P power, standalone DCFC
[6 empty] | Xcharge | C7AM-240-CC / C7AM-240-LQ- CC | C7AM | DC | 240 | Dual port DCFC (up to 400kW), available with both CCS1 and NACS (liquid or air cooled cable)
[6 empty] | Xcharge | C7AM-280-CC / C7AM-280-LQ-CC | C7AM | DC | 280 | Dual port DCFC (up to 400kW), available with both CCS1 and NACS (liquid or air cooled cable)
[6 empty] | Xcharge | C7AM-320-CC / C7AM-320-LQ-CC | C7AM | DC | 320 | Dual port DCFC (up to 400kW), available with both CCS1 and NACS (liquid or air cooled cable)
[6 empty] | Xcharge | C7AM-360-CC / C7AM-360-LQ-CC | C7AM | DC | 360 | Dual port DCFC (up to 400kW), available with both CCS1 and NACS (liquid or air cooled cable)
[6 empty] | Xcharge | C7AM-400-CC / C7AM-400-LQ-CC | C7AM | DC | 400 | Dual port DCFC (up to 400kW), available with both CCS1 and NACS (liquid or air cooled cable)
[6 empty] | XCharge | NZS/2215, NZS/430 | GridLink 01, GridLink 02 | DC | 194 | All-in-one battery-integrated storage system delivering dual-port DC fast charging up to 194 kW with CCS1 and NACS, requiring minimal grid power for flexible, high-performance deployment.
[6 empty] | Zerova | DD3.0/3.5 Dispenser: DDWU362/DDWA362 | DO/DD Series: DD3.0/3.5 Dispenser | DC | 360 | 0
[6 empty] | Zerova | DO360: DOWU362/DOWA362 | DO/DD Series: DO360 | DC | 360 | Power Cabinet. 1x CCS1 connector or 1x CHAdeMO connector. Vetted dispensers are DDWU362T0TE2PN- RW DDWU362T0TE2N7-RW, DDWU362V00E2N7-RW DDWU362U0UE2PN-RW, DDWU362U0UE2N7-RW, DDWU362K0TE2PN-RW, DDWU362K0TE2N7-RW, DDWU362K0UE2PN-RW, DDWU362K0UE2N7-RW, DDWU362G00E2PN-RW, DDWU362G00E2N7-RW, DDWU362K00E2PN-RW, DDWU362K00E2N7-RW, DDWU362U00E2PN-RW, DDWU362U00E2N7-RW, DDWU362T00E2PN-RW, DDWU362T00E2N7-RW, DDWU362V0UE2PN-RW, DDWU362V0UE2N7-RW, DDWU362V0KE2PN-RW, DDWU362V0KE2N7-RW, DDWU362V0TE2PN-RW, DDWU362V0TE2N7-RW, DDWU362V00E2PN-RW.
[6 empty] | Zerova | DQ480: DQWU482/DQWA482 | DQ Series: DQ480 | DC | 480 | Configurable to four or two cables
[6 empty] | Zerova | DQWA242 | DQ240 | DC | 240 | Configurable to four or two cables
[6 empty] | Zerova | DQWA360 | DQ360 | DC | 360 | Configurable to four or two cables
[6 empty] | Zerova | DS120: DSWU122/DSWA122 | DS Series: DS120 | DC | 120 | 1x CCS1 connector 1x CHAdeMO connector
[6 empty] | Zerova | DS150: DSWU152/DSWA152 | DS Series: DS150 | DC | 150 | 1x CCS1 connector 1x CHAdeMO connector
[6 empty] | Zerova | DS180: DSWU182/DSWA182 | DS Series: DS180 | DC | 180 | 1x CCS1 connector 1x CHAdeMO connector; OCA Full and Security certificates under software version V1.00
[6 empty] | Zerova | DS60: DSWU601/DSWA601/SF##601 | DS Series: DS60/SF60 | DC | 60 | 1x CCS1 connector 1x CHAdeMO connector
[6 empty] | Zerova | DS90: DSWU901/DSWA901 | DS Series: DS90 | DC | 90 | 1x CCS1 connector 1x CHAdeMO connector
[6 empty] | Zerova | DT240: DTWA240 | DT Series: DT240 | DC | 240 | Configurable to four or two cables
[6 empty] | Zerova | DZ480: DZWU482/DEZWA482 | DZ Series: DZ480 | DC | 480 | Configurable to two, four, or six cables

## San Diego Gas and Electric (hidden)
San Diego Gas & Electric ¦ Power Your Drive
Updated February 6, 2026
These EVSE meet the program requirements established by SDG&E for the various Power Your Drive programs. Starting July 1, 2023, all EVSE must be ISO 15118 compliant.
Your site may require installation of Electric Vehicle Supply Equipment (EVSE) certified by the California Department of Food and Agriculture under the 2020 EVSE regulation. Models approved are marked with a green check under CTEP certification. Each applicant is responsible for determining and ensuring compliance with state and county requirements.
Additional details on requirements may be found at https://www.cdfa.ca.gov/dms/programs/zevfuels [cdfa.ca.gov]
Power Your Drive (Light Duty) | [6 empty] | Power Your Drive (Fleet) (AC) | [6 empty] | Power Your Drive (Fleet) (DC)
Brand | Model Number | Model Name | Type | Max Power (kW) | CTEP | Notes | Brand | Model Number | Model Name | Type | Max Power (kW) | CTEP | Notes | Brand | Model Number | Model Name | Type | Max Power (kW) | CTEP | Notes
ATG Electronics | ATG-C01-40A | Commercial EV Charger | AC | 9.6 | -1 | Single port | ATG Electronics | ATG-C01-40A | Commercial EV Charger | AC | 9.6 | -1 | Single port | ABB | A400 | A400 | DC | 400 | -1 | Dual port.
ATG Electronics | ATG-C01-48A | Commercial EV Charger | AC | 11.5 | -1 | Single port | ATG Electronics | ATG-C01-48A | Commercial EV Charger | AC | 11.5 | -1 | Single port | ABB | C50S#NA### | C50 | DC | 50 | 2 | Dual port.
Autel | Maxi UW19C002 | MaxiCharger AC Pro 80A | AC | 19.2 | -1 | Single port. | Autel | Maxi UW19C002 | MaxiCharger AC Pro 80A | AC | 19.2 | -1 | Single port. | ABB | HVC 150-C | HVC-C | DC | 150 | -1 | The HVC150-C is a depot style charger that can have up to 3 CCS1 depot boxes charging sequentially.
Autel | Maxi UW19CJ02 | MaxiCharger AC 80A | AC | 19.2 | -1 | Single port. | Autel | Maxi UW19CJ02 | MaxiCharger AC 80A | AC | 19.2 | -1 | Single port. | ABB | HVC200-4D/2D | HVC-C | DC | 200 | -1 | Each power level can connect to a max of 4 Charging Interfaces (Ports). Each of which may be a CCS1 or Pantographs. NRTL certficate covers the pantograph for the product as well.
Autel | Maxi UW19L002 | MaxiCharger AC Pro 80A | AC | 19.2 | -1 | Single port. | Autel | Maxi UW19L002 | MaxiCharger AC Pro 80A | AC | 19.2 | -1 | Single port. | ABB | HVC300-4D/2D | HVC-C | DC | 300 | -1 | Each power level can connect to a max of 4 Charging Interfaces (Ports). Each of which may be a CCS1 or Pantographs. NRTL certficate covers the pantograph for the product as well.
Autel | Maxi UW19LB02 | MaxiCharger AC 80A | AC | 19.2 | -1 | Single port. | Autel | Maxi UW19LB02 | MaxiCharger AC 80A | AC | 19.2 | -1 | Single port. | ABB | HVC360-4D/2D | HVC-C | DC | 360 | -1 | Each power level can connect to a max of 4 Charging Interfaces (Ports). Each of which may be a CCS1 or Pantographs. NRTL certficate covers the pantograph for the product as well.
Autel | Maxi UW19LJ02 | MaxiCharger AC 80A | AC | 19.2 | -1 | Single port. | Autel | Maxi UW19LJ02 | MaxiCharger AC 80A | AC | 19.2 | -1 | Single port. | ABB | Terra 124 ### | Terra 124 ### | DC | 120 | 2 | Available with 1 or 2 CCS1, CCS2 or CHAdeMO connectors
Autel | UF####001 | AC Ultra | AC | 19.2 | -1 | Single Port or Dual Port. No credit card reader | Autel | UF####001 | AC Ultra | AC | 19.2 | -1 | Single Port or Dual Port. No credit card reader | ABB | Terra 184 ### | Terra 184 ### | DC | 180 | 2 | Available with 1 or 2 CCS1, CCS2 or CHAdeMO connectors
Autel | UF####101 | AC Ultra | AC | 19.2 | -1 | Single Port or Dual Port | Autel | UF####101 | AC Ultra | AC | 19.2 | -1 | Single Port or Dual Port | ABB | Terra 24 DC Wallbox | Terra DC Wallbox | DC | 24 | 2 | 1x CCS1 connector 1x CHAdeMO connector
Autel | UW12-J0610CA0002 | MaxiCharger AC Single | AC | 12 | -1 | Single port. | Autel | UW12-J0610CA0002 | MaxiCharger AC Single | AC | 12 | -1 | Single port. | ABB | Terra 54 | Terra 54 UL | DC | 50 | -1 | 1x CCS1 connector 1x CHAdeMO connector
Autel | UW12-J0650CA0002 | MaxiCharger AC Single | AC | 12 | -1 | Single port. | Autel | UW12-J0650CA0002 | MaxiCharger AC Single | AC | 12 | -1 | Single port. | ABB | Terra 54 HV | Terra 54HV UL | DC | 50 | -1 | 1x CCS1 or CCS2 connector
Blink | 780 | Series 7 ISO Single | AC | 19.2 | 2 | Single port. | Blink | 780 | Series 7 ISO Single | AC | 19.2 | 2 | Single port. | ABB | Terra 94 ### | Terra 94 ### | DC | 90 | 2 | Available with 1 or 2 CCS1, CCS2 or CHAdeMO connectors
Blink | 01-0202 (MQ 200) | MQ 200 | AC | 12 | -1 | Single Port; NRTL listed as LiteOn MQW2-50C-M2-R#-#-23 and HQW2-50C-#-N#-#-23 | Blink | 01-0202 (MQ 200) | MQ 200 | AC | 12 | -1 | Single Port; NRTL listed as LiteOn MQW2-50C-M2-R#-#-23 and HQW2-50C-#-N#-#-23 | ABB | Terra HP 175 | Terra HP | DC | 175 | -1 | Modular system using liquid-cooled cables, 1x CCS1 connector and 1x CHAdeMO connector per dispenser
Blink | 780 (40A) | Series 7 ISO (Enhanced) | AC | 9.6 | 2 | Dual Port, Standalone network capability | Blink | 780 (40A) | Series 7 ISO (Enhanced) | AC | 9.6 | 2 | Dual Port, Standalone network capability | ABM eMobility | 6AGC079381- DCWB22 C SP | ABM Terra 24 DC Wallbox | DC | 24 | -1 | 1x CCS1 connector 1x CHAdeMO connector
Blink | 780 (48A) | Series 7 ISO (Enhanced) | AC | 11.52 | 2 | Dual Port, Standalone network capability | Blink | 780 (48A) | Series 7 ISO (Enhanced) | AC | 11.52 | 2 | Dual Port, Standalone network capability | ABM eMobility | 6AGC081364 - DCWB22 C 3P | ABM Terra 24 DC Wallbox | DC | 24 | -1 | 1x CCS1 connector 1x CHAdeMO connector
Blink | 780 Series | Series 7 ISO Plus | AC | 19.2 | 2 | Dual Port, Standalone network capability | Blink | 780 Series | Series 7 ISO Plus | AC | 19.2 | 2 | Dual Port, Standalone network capability | ABM eMobility | 6AGC08281 - T54HV CJ + CCR | ABM Terra 54 HV | DC | 50 | -1 | 1x CCS1 or CCS2 connector
Blink | 880 (40A) | Series 8 ISO (Enhanced) | AC | 9.6 | 2 | Single or dual Port, Standalone network capability | Blink | 880 (40A) | Series 8 ISO (Enhanced) | AC | 9.6 | 2 | Single or dual Port, Standalone network capability | ABM eMobility | 6AGC085478 - T124 CJ HC | ABM Terra 124 ### | DC | 120 | -1 | Available with 1 or 2 CCS1, CCS2 or CHAdeMO connectors
Blink | 880 (48A) | Series 8 ISO (Enhanced) | AC | 11.52 | 2 | Dual Port, Standalone network capability | Blink | 880 (48A) | Series 8 ISO (Enhanced) | AC | 11.52 | 2 | Dual Port, Standalone network capability | ABM eMobility | 6AGC085481 - T124 CC HC | ABM Terra 124 ### | DC | 120 | -1 | Available with 1 or 2 CCS1, CCS2 or CHAdeMO connectors
Blink | 880 (80A) | Series 8 ISO Plus | AC | 19.2 | 2 | Dual Port, Standalone network capability | Blink | 880 (80A) | Series 8 ISO Plus | AC | 19.2 | 2 | Dual Port, Standalone network capability | ABM eMobility | 6AGC100820 - T184 CC HC | ABM Terra 184 ### | DC | 180 | -1 | Available with 1 or 2 CCS1, CCS2 or CHAdeMO connectors
Blink | IQW2-80U-M1-R2-N-25 (Advanced-LTE) Part Number 01-0207-LTE (IQ 200 Advanced) | IQ 200 Advanced | AC | 19.2 | 2 | Single Port | Blink | IQW2-80U-M1-R2-N-25 (Advanced-LTE) Part Number 01-0207-LTE (IQ 200 Advanced) | IQ 200 Advanced | AC | 19.2 | 2 | Single Port | ABM eMobility | 6AGC101315 - T184 CJ HC | ABM Terra 184 ### | DC | 180 | -1 | Available with 1 or 2 CCS1, CCS2 or CHAdeMO connectors
Blink | IQW2-80U-M3-R3-N-25 (Advanced- LTE- W) Part Number 01-0207-LTE | IQ 200 Advanced | AC | 19.2 | 2 | Single Port | Blink | IQW2-80U-M3-R3-N-25 (Advanced- LTE- W) Part Number 01-0207-LTE | IQ 200 Advanced | AC | 19.2 | 2 | Single Port | ABM eMobility | 6AGC107092 - T54HV C | ABM Terra 54 HV | DC | 50 | -1 | 1x CCS1 or CCS2 connector
breezEV | EVC-L2-P80-18-AP# | P80 - 80AMP Level 2 Charger | AC | 19.2 | -1 | Single port. Last character denotes years of AmpUp Pro Software included | breezEV | EVC-L2-P80-18-AP# | P80 - 80AMP Level 2 Charger | AC | 19.2 | -1 | Single port. Last character denotes years of AmpUp Pro Software included | ABM eMobility | 6AGC107314 - DCWB22 CJ SP | ABM Terra 24 DC Wallbox | DC | 24 | -1 | 1x CCS1 connector 1x CHAdeMO connector
BTC Power | EVP-2001-32-# | L2W-32-240-##-### | AC | 7.68 | 2 | Single port. BTC Power Hardware is network/backend agnostic, but also provide our own basic network option if needed | BTC Power | EVP-2001-32-# | L2W-32-240-##-### | AC | 7.68 | 2 | Single port. BTC Power Hardware is network/backend agnostic, but also provide our own basic network option if needed | ABM eMobility | 6AGC107315 - DCWB22 CJ 3P | ABM Terra 24 DC Wallbox | DC | 24 | -1 | 1x CCS1 connector 1x CHAdeMO connector
BTC Power | EVP-2001-48-# | L2W-48-240-##-### | AC | 11.52 | 2 | Single port. BTC Power Hardware is network/backend agnostic, but also provide our own basic network option if needed | BTC Power | EVP-2001-48-# | L2W-48-240-##-### | AC | 11.52 | 2 | Single port. BTC Power Hardware is network/backend agnostic, but also provide our own basic network option if needed | ABM eMobility | 6AGC108711 - T54HV C +CCR | ABM Terra 54 HV | DC | 50 | -1 | 1x CCS1 or CCS2 connector
BTC Power | EVP-2001-80-# | L2W-80-240-##-### | AC | 19.2 | 2 | Single port. BTC Power Hardware is network/backend agnostic, but also provide our own basic network option if needed | BTC Power | EVP-2001-80-# | L2W-80-240-##-### | AC | 19.2 | 2 | Single port. BTC Power Hardware is network/backend agnostic, but also provide our own basic network option if needed | ABM eMobility | 6AGC112873-T184 CJ HC + CCR | ABM Terra 184 ### | DC | 180 | -1 | Available with 1 or 2 CCS1, CCS2 or CHAdeMO connectors
BTC Power | EVP-2002-32-# | L2P-32-240-##-### | AC | 7.68 | 2 | Dual port. BTC Power Hardware is network/backend agnostic, but also provide our own basic network option if needed | BTC Power | EVP-2002-32-# | L2P-32-240-##-### | AC | 7.68 | 2 | Dual port. BTC Power Hardware is network/backend agnostic, but also provide our own basic network option if needed | ABM eMobility | 6AGC112876 - T184 CC HC + CCR | ABM Terra 184 ### | DC | 180 | -1 | Available with 1 or 2 CCS1, CCS2 or CHAdeMO connectors
BTC Power | EVP-2002-48-# | L2P-48-240-##-### | AC | 11.52 | 2 | Dual port. BTC Power Hardware is network/backend agnostic, but also provide our own basic network option if needed | BTC Power | EVP-2002-48-# | L2P-48-240-##-### | AC | 11.52 | 2 | Dual port. BTC Power Hardware is network/backend agnostic, but also provide our own basic network option if needed | ABM eMobility | 6AGC112949 - T124 CJ HC + CCR | ABM Terra 124 ### | DC | 120 | -1 | Available with 1 or 2 CCS1, CCS2 or CHAdeMO connectors
BTC Power | EVP-2002-80-# | L2P-80-240-##-### | AC | 19.2 | 2 | Dual port. BTC Power Hardware is network/backend agnostic, but also provide our own basic network option if needed | BTC Power | EVP-2002-80-# | L2P-80-240-##-### | AC | 19.2 | 2 | Dual port. BTC Power Hardware is network/backend agnostic, but also provide our own basic network option if needed | ABM eMobility | 6AGC112997 - T124 CC HC + CCR | ABM Terra 124 ### | DC | 120 | -1 | Available with 1 or 2 CCS1, CCS2 or CHAdeMO connectors
ChargePoint | CP6####-50A-L## | 6000 Series | AC | 12 | -1 | CP6000 family, NA, AC Station, 1 or 2 x Type 1 Cable, 50A or 80A, 1-Phase, 18' or 23' Cable, 6' or 8' Cable Management Kit, Pedestal or Wall Mount, 8" Touch Display, Contactless Credit Card and RFID Reader, Cellular/Wi-Fi, UL, Power Share Jumper, 1YR Parts Warranty, Optional credit card reader | ChargePoint | CP6####-50A-L## | 6000 Series | AC | 12 | -1 | CP6000 family, NA, AC Station, 1 or 2 x Type 1 Cable, 50A or 80A, 1-Phase, 18' or 23' Cable, 6' or 8' Cable Management Kit, Pedestal or Wall Mount, 8" Touch Display, Contactless Credit Card and RFID Reader, Cellular/Wi-Fi, UL, Power Share Jumper, 1YR Parts Warranty, Optional credit card reader | Alpitronic | HYC400-1 | Hypercharger | DC | 100 | 2 | 1-4 Ports
ChargePoint | CP6####-80A-L## | 6000 Series | AC | 19.2 | -1 | CP6000 family, NA, AC Station, 1 or 2 x Type 1 Cable, 50A or 80A, 1-Phase, 18' or 23' Cable, 6' or 8' Cable Management Kit, Pedestal or Wall Mount, 8" Touch Display, Contactless Credit Card and RFID Reader, Cellular/Wi-Fi, UL, Power Share Jumper, 1YR Parts Warranty, Optional credit card reader | ChargePoint | CP6####-80A-L## | 6000 Series | AC | 19.2 | -1 | CP6000 family, NA, AC Station, 1 or 2 x Type 1 Cable, 50A or 80A, 1-Phase, 18' or 23' Cable, 6' or 8' Cable Management Kit, Pedestal or Wall Mount, 8" Touch Display, Contactless Credit Card and RFID Reader, Cellular/Wi-Fi, UL, Power Share Jumper, 1YR Parts Warranty, Optional credit card reader | Alpitronic | HYC400-2 | Hypercharger | DC | 200 | 2 | 1-4 Ports
ChargePoint | CPF50- L##-****** | CPF50 | AC | 12 | -1 | CPF50 family, Single or Dual Port, Pedestal or Wall Mount, 50A, Type 1, Cable 18' or 23', Single Phase Charger, Cable Management Kit optional | ChargePoint | CPF50- L##-****** | CPF50 | AC | 12 | -1 | CPF50 family, Single or Dual Port, Pedestal or Wall Mount, 50A, Type 1, Cable 18' or 23', Single Phase Charger, Cable Management Kit optional | Alpitronic | HYC400-3 | Hypercharger | DC | 300 | 2 | 1-4 Ports
ChargeTronix | CTC-CAC80 | FLUX AC | AC | 19.2 | -1 | Single or double port. | ChargeTronix | CTC-CAC80 | FLUX AC | AC | 19.2 | -1 | Single or double port. | Alpitronic | HYC400-4 | Hypercharger | DC | 400 | 2 | 1-4 Ports
ChargeTronix | CTX-C32-240-1 | FLUX AC 32A | AC | 7.6 | 2 | Single port. | ChargeTronix | CTX-C32-240-1 | FLUX AC 32A | AC | 7.6 | 2 | Single port. | Alpitronic | HYC50 | Hypercharger | DC | 50 | 2 | 1-2 Ports
ChargeTronix | CTX-C40-240-1 | FLUX AC 40A | AC | 9.6 | 2 | Single port | ChargeTronix | CTX-C40-240-1 | FLUX AC 40A | AC | 9.6 | 2 | Single port | Autel | DC Compact - UW040A2501 | DC Compact | DC | 40 | -1 | Dual Port.
ChargeTronix | CTX-C40-240-2 | FLUX AC Dual 40A | AC | 19.2 | 2 | Dual port. | ChargeTronix | CTX-C40-240-2 | FLUX AC Dual 40A | AC | 19.2 | 2 | Dual port. | Autel | DC HiPower | DC HiPower | DC | 640 | -1 | The DC HiPower has a power cabinet with dispenser set up. It comes in 320, 480, or 640kW options and can be purchased with 2, 4, 6, or 8 ports depending on the number of dispensers.
ChargeTronix | CTX-C48-240-1 | FLUX AC 48A | AC | 11.5 | 2 | Single port. | ChargeTronix | CTX-C48-240-1 | FLUX AC 48A | AC | 11.5 | 2 | Single port. | Autel | MaxiCharger DH480 | MaxiCharger DH480 | DC | 480 | -1 | Dual or quad port.
ChargeTronix | CTX-C80-240-1 | FLUX AC Single 80A | AC | 19.2 | -1 | Single port. | ChargeTronix | CTX-C80-240-1 | FLUX AC Single 80A | AC | 19.2 | -1 | Single port. | Autel | MaxiCharger DH400 | MaxiCharger DH400 | DC | 400 | -1 | Dual or quad port.
ChargeTronix | CTX-C80-240-2 | FLUX AC Dual 80A | AC | 19.2 | -1 | Dual port. | ChargeTronix | CTX-C80-240-2 | FLUX AC Dual 80A | AC | 19.2 | -1 | Dual port. | Autel | MaxiCharger DH360 | MaxiCharger DH360 | DC | 360 | -1 | Dual or quad port.
ChargeTronix | CTX-CAC48 | FLUX AC | AC | 11.6 | -1 | Single port. | ChargeTronix | CTX-CAC48 | FLUX AC | AC | 11.6 | -1 | Single port. | Autel | MaxiCharger DH300 | MaxiCharger DH300 | DC | 300 | -1 | Dual or quad port.
ChargeTronix | TP-EVVA-80A | 0 | AC | 19.2 | -1 | Networked charging station | ChargeTronix | TP-EVVA-80A | 0 | AC | 19.2 | -1 | Networked charging station | Autel | UF060A3001 | Maxicharger DC Fast 60kW | DC | 60 | -1 | Single or dual port
ChargeTronix | UP160J-#MP-### | UP160J | AC | 7.2 | -1 | Dual Port, Must acquire Gateway for network connectivity | ChargeTronix | UP160J-#MP-### | UP160J | AC | 7.2 | -1 | Dual Port, Must acquire Gateway for network connectivity | Autel | UF080A3001 | Maxicharger DC Fast 80kW | DC | 80 | -1 | Single or dual port
ChargeTronix | UP80J-#MP-### | UP80J | AC | 7.2 | -1 | Single Port, Must acquire Gateway for network connectivity | ChargeTronix | UP80J-#MP-### | UP80J | AC | 7.2 | -1 | Single Port, Must acquire Gateway for network connectivity | Autel | UF100A3001 | Maxicharger DC Fast 100kW | DC | 100 | -1 | Single or dual port
Chargie | CH-L-48-PRA-1-18 | 0 | AC | 11.52 | 2 | 0 | Chargie | CH-L-48-PRA-1-18 | 0 | AC | 11.52 | 2 | 0 | Autel | UF120A3001 | Maxicharger DC Fast 120kW | DC | 120 | -1 | Single or dual port
Chargie | CH-L-48-PRA-1-18-32 | 0 | AC | 7.68 | 2 | 0 | Chargie | CH-L-48-PRA-1-18-32 | 0 | AC | 7.68 | 2 | 0 | Autel | UF140A4001 | Maxicharger DC Fast 140kW | DC | 140 | -1 | Single or dual port
Chargie | CH-L-48-PRA-1-18-40 | 0 | AC | 9.6 | 2 | 0 | Chargie | CH-L-48-PRA-1-18-40 | 0 | AC | 9.6 | 2 | 0 | Autel | UF160A4001 | Maxicharger DC Fast 160kW | DC | 160 | -1 | Single or dual port
Chargie | CH-L-48-PRA-1-25 | 0 | AC | 11.52 | 2 | 0 | Chargie | CH-L-48-PRA-1-25 | 0 | AC | 11.52 | 2 | 0 | Autel | UF180A4001 | Maxicharger DC Fast 180kW | DC | 180 | -1 | Single or dual port
Chargie | CH-L-48-PRA-1-25-32 | 0 | AC | 7.68 | 2 | 0 | Chargie | CH-L-48-PRA-1-25-32 | 0 | AC | 7.68 | 2 | 0 | Autel | UF200A4001 | Maxicharger DC Fast 200kW | DC | 200 | -1 | Single or dual port
Chargie | CH-L-48-PRA-1-25-40 | 0 | AC | 9.6 | 2 | 0 | Chargie | CH-L-48-PRA-1-25-40 | 0 | AC | 9.6 | 2 | 0 | Autel | UF220A4001 | Maxicharger DC Fast 220kW | DC | 220 | -1 | Single or dual port
Chargie | CH-L-48-PRAC-1-18 | 0 | AC | 11.52 | 2 | 0 | Chargie | CH-L-48-PRAC-1-18 | 0 | AC | 11.52 | 2 | 0 | Autel | UF240A4001 | Maxicharger DC Fast 240kW | DC | 240 | -1 | Single or dual port
Chargie | CH-L-48-PRAC-1-18-32 | 0 | AC | 7.68 | 2 | 0 | Chargie | CH-L-48-PRAC-1-18-32 | 0 | AC | 7.68 | 2 | 0 | Blink | 9100 | Series 9 | DC | 40 | 2 | Single port.
Chargie | CH-L-48-PRAC-1-18-40 | 0 | AC | 9.6 | 2 | 0 | Chargie | CH-L-48-PRAC-1-18-40 | 0 | AC | 9.6 | 2 | 0 | Blink | 01-0561 | Blink 30kW | DC | 30 | -1 | Single Port ; CCS1 or CHAdeMO or NACS
Chargie | CH-L-48-PRAC-1-25 | 0 | AC | 11.52 | 2 | 0 | Chargie | CH-L-48-PRAC-1-25 | 0 | AC | 11.52 | 2 | 0 | Blink | 01-0562 | Blink 60kW | DC | 60 | -1 | Dual Port ; either 2 x CCS or 1x CCS + 1x CHAdeMO or or 1x CCS + 1x NACS or 2 x NACS
Chargie | CH-L-48-PRAC-1-25-32 | 0 | AC | 7.68 | 2 | 0 | Chargie | CH-L-48-PRAC-1-25-32 | 0 | AC | 7.68 | 2 | 0 | Blink | 01-0568 | Blink 300kW | DC | 300 | -1 | Dual Port ; either 2 x CCS or 1x CCS + 1x CHAdeMO or or 1x CCS + 1x NACS or 2 x NACS
Chargie | CH-L-48-PRAC-1-25-40 | 0 | AC | 9.6 | 2 | 0 | Chargie | CH-L-48-PRAC-1-25-40 | 0 | AC | 9.6 | 2 | 0 | Blink | 01-0569 | Blink 360kW | DC | 360 | -1 | Dual Port ; either 2 x CCS or 1x CCS + 1x CHAdeMO or or 1x CCS + 1x NACS or 2 x NACS
Chargie | CH-L-48-PRACT-1-18 | 0 | AC | 11.52 | 2 | 0 | Chargie | CH-L-48-PRACT-1-18 | 0 | AC | 11.52 | 2 | 0 | Blink | 01-0577 | Blink 120kW | DC | 120 | -1 | Dual Port ; either 2 x CCS or 1x CCS + 1x CHAdeMO or or 1x CCS + 1x NACS or 2 x NACS
Chargie | CH-L-48-PRACT-1-18-32 | 0 | AC | 7.68 | 2 | 0 | Chargie | CH-L-48-PRACT-1-18-32 | 0 | AC | 7.68 | 2 | 0 | Blink | 01-0578 | Blink 180kW | DC | 180 | -1 | Dual Port ; either 2 x CCS or 1x CCS + 1x CHAdeMO or or 1x CCS + 1x NACS or 2 x NACS
Chargie | CH-L-48-PRACT-1-18-40 | 0 | AC | 9.6 | 2 | 0 | Chargie | CH-L-48-PRACT-1-18-40 | 0 | AC | 9.6 | 2 | 0 | Blink | 01-0581 | Blink 240kW | DC | 240 | -1 | Dual Port ; either 2 x CCS or 1x CCS + 1x CHAdeMO or or 1x CCS + 1x NACS or 2 x NACS
Chargie | CH-L-48-PRACT-1-25 | 0 | AC | 11.52 | 2 | 0 | Chargie | CH-L-48-PRACT-1-25 | 0 | AC | 11.52 | 2 | 0 | Blink | 200-000320-A | Blink 200kW | DC | 200 | -1 | Dual Port ; either 2 x CCS or 1x CCS + 1x CHAdeMO or or 1x CCS + 1x NACS or 2 x NACS
Chargie | CH-L-48-PRACT-1-25-32 | 0 | AC | 7.68 | 2 | 0 | Chargie | CH-L-48-PRACT-1-25-32 | 0 | AC | 7.68 | 2 | 0 | Blink | C50####### C80####### | C-Series | DC | 600 | -1 | Up to 8 ports. Kempower Power Unit supplies DC power to various distributed dispenser ouputs including but not limited to the Kempower Satellite (offers single or dual port configurations), the Kempower Liquid Cooled Satellite, etc.. Details about qualifications relevant to each variant is detailed in the corresponding notes section.
Chargie | CH-L-48-PRACT-1-25-40 | 0 | AC | 9.6 | 2 | 0 | Chargie | CH-L-48-PRACT-1-25-40 | 0 | AC | 9.6 | 2 | 0 | BorgWarner | RES-DCVC125-480-V2G | EV DC Fast Charging Power Conversion System (PCS) 125kW | DC V2G | 125 | -1 | Power Cabinet, Firmware 603/0A16, Checksum A6AB Approved dispensers are RES-D2-CS20, 1x CCS1 connector and RES-D3-CS20, 1x CCS1 connector
Chargie | CH-L-48-PRAT-1-18 | 0 | AC | 11.52 | 2 | 0 | Chargie | CH-L-48-PRAT-1-18 | 0 | AC | 11.52 | 2 | 0 | BorgWarner | RES-DCVC60-480-V2G | EV DC Fast Charging Power Conversion System (PCS) 125kW | DC V2G | 60 | -1 | Approved dispensers are RES-D2-CS20-V2G, 1x CCS1 connector and RES-D3-CS20-V2G, 1x CCS1 connector
Chargie | CH-L-48-PRAT-1-18-32 | 0 | AC | 7.68 | 2 | 0 | Chargie | CH-L-48-PRAT-1-18-32 | 0 | AC | 7.68 | 2 | 0 | BTC Power | HPCD6-500-05-005 | 0 | DC | 360 | -1 | Can power up to 4 dual port Fleet Dispensers to 1 Power Cabinet and charge sequentially. can charge up to 8 vehicles sequentially as a result.
Chargie | CH-L-48-PRAT-1-18-40 | 0 | AC | 9.6 | 2 | 0 | Chargie | CH-L-48-PRAT-1-18-40 | 0 | AC | 9.6 | 2 | 0 | BTC Power | HPCD8-350-0# | Fleet Dispenser | DC | 180 | -1 | Can power up to 4 dual port Fleet Dispensers to 1 Power Cabinet and charge sequentially. can charge up to 8 vehicles sequentially as a result.
Chargie | CH-L-48-PRAT-1-25 | 0 | AC | 11.52 | 2 | 0 | Chargie | CH-L-48-PRAT-1-25 | 0 | AC | 11.52 | 2 | 0 | BTC Power | HPCT2-360-480-# | 0 | DC | 360 | -1 | BTC Power Hardware is network/backend agnostic, but also provide our own basic network option if needed
Chargie | CH-L-48-PRAT-1-25-32 | 0 | AC | 7.68 | 2 | 0 | Chargie | CH-L-48-PRAT-1-25-32 | 0 | AC | 7.68 | 2 | 0 | BTC Power | HPCD7-350-###-01# | Gen4 Public Dispenser | DC | 360 | 2 | BTC Power Hardware is network/backend agnostic, but also provide our own basic network option if needed
Chargie | CH-L-48-PRAT-1-25-40 | 0 | AC | 9.6 | 2 | 0 | Chargie | CH-L-48-PRAT-1-25-40 | 0 | AC | 9.6 | 2 | 0 | BTC Power | HPCT3-###-480-# / HPCD7-500-###-01# | Gen4 Public Dispenser | DC | 360 | -1 | BTC Power Hardware is network/backend agnostic, but also provide our own basic network option if needed
CyberSwitching | CSE4-4G-BL | CSE4 | AC | 11.5 | -1 | Single Port | CyberSwitching | CSE4-4G-BL | CSE4 | AC | 11.5 | -1 | Single Port | BTC Power | L3A-120-480-### | 0 | DC | 120 | 2 | BTC Power Hardware is network/backend agnostic, but also provide our own basic network option if needed
CyberSwitching | CSE1-4G-BL | CSE1 | AC | 11.5 | -1 | Single Port | CyberSwitching | CSE1-4G-BL | CSE1 | AC | 11.5 | -1 | Single Port | BTC Power | L3A-150-480-### | 0 | DC | 150 | 2 | BTC Power Hardware is network/backend agnostic, but also provide our own basic network option if needed
CyberSwitching | CSE1-4G-BL-40 | CSE1 | AC | 7.5 | -1 | Single Port | CyberSwitching | CSE1-4G-BL-40 | CSE1 | AC | 7.5 | -1 | Single Port | BTC Power | L3A-180-480-### | Gen4 180kW AIO | DC | 180 | 2 | BTC Power Hardware is network/backend agnostic, but also provide our own basic network option if needed
CyberSwitching | CSE1-WIFI-BL | CSE1 | AC | 11.5 | -1 | Single Port | CyberSwitching | CSE1-WIFI-BL | CSE1 | AC | 11.5 | -1 | Single Port | CENNTRO | DCC190C190 | DC Electric Vehicle Charging Station | DC | 180 | -1 | Dual port.
DynaChrg | EVJ002 | EVJ002 | AC | 19.2 | -1 | Single port. 48 amps and 80 amps | DynaChrg | EVJ002 | EVJ002 | AC | 19.2 | -1 | Single port. 48 amps and 80 amps | CHAEVI | CV-3FD120P-IUL3 | SONIC (120kW) (3 Phase, 3 Wire) | DC | 120 | 2 | Dual port. Stand-Alone Equipment 120,150,180kW Serial-UL listed. Dynamic Load Balancing Available. NACS Cable Adaptable
DynaChrg | EVJ005 | EVJ005 | AC | 11.5 | -1 | Dual port, each simultaneously 48 amps | DynaChrg | EVJ005 | EVJ005 | AC | 11.5 | -1 | Dual port, each simultaneously 48 amps | CHAEVI | CV-3FD150P-IUL3 | SONIC (150kW) (3 Phase, 3 Wire) | DC | 150 | 2 | Dual port. Stand-Alone Equipment 120,150,180kW Serial-UL listed. Dynamic Load Balancing Available. NACS Cable Adaptable
EO Charging | EA000-LE-BLK | Genius | AC | 19.2 | -1 | Single Port, Standalone network capability | EO Charging | EA000-LE-BLK | Genius | AC | 19.2 | -1 | Single Port, Standalone network capability | CHAEVI | CV-3FD180P-IUL3 | SONIC (180kW) (3 Phase, 3 Wire) | DC | 180 | 2 | Dual port. Stand-Alone Equipment 120,150,180kW Serial-UL listed. Dynamic Load Balancing Available. NACS Cable Adaptable
Epic Charging | EC48-AC | Epic48 | AC | 11.5 | -1 | Single Port, Standalone network capability | Epic Charging | EC48-AC | Epic48 | AC | 11.5 | -1 | Single Port, Standalone network capability | CHAEVI | CV-3FD120P-IUL | SONIC (120kW) (3 Phase, 4 Wire) | DC | 120 | 2 | Dual port. Stand-Alone Equipment 120,150,180kW Serial-UL listed. Dynamic Load Balancing Available. NACS Cable Adaptable
Epic Charging | EC80-AC | Epic80 | AC | 19.2 | -1 | Single Port, Standalone network capability | Epic Charging | EC80-AC | Epic80 | AC | 19.2 | -1 | Single Port, Standalone network capability | CHAEVI | CV-3FD150P-IUL | SONIC (150kW) (3 Phase, 4 Wire) | DC | 150 | 2 | Dual port. Stand-Alone Equipment 120,150,180kW Serial-UL listed. Dynamic Load Balancing Available. NACS Cable Adaptable
Epic Charging | ECB48-AC | Epic48 | AC | 11.5 | -1 | Single Port, Standalone network capability | Epic Charging | ECB48-AC | Epic48 | AC | 11.5 | -1 | Single Port, Standalone network capability | CHAEVI | CV-3FD180P-IUL | SONIC (180kW) (3 Phase, 4 Wire) | DC | 180 | 2 | Dual port. Stand-Alone Equipment 120,150,180kW Serial-UL listed. Dynamic Load Balancing Available. NACS Cable Adaptable
Epic Charging | ECB80-AC | Epic80 | AC | 19.2 | -1 | Single Port, Standalone network capability | Epic Charging | ECB80-AC | Epic80 | AC | 19.2 | -1 | Single Port, Standalone network capability | CHAEVI | CV-3UD403P-NCC3 (CCS1/CCS1) | SUPERSONIC | DC | 400 | 2 | All-in-One Equipment - UL, CTEP listed - Dynamic Load Balancing Available - CCS/NACS Cable
Espen | EVC/A16 | EVC/A16 | AC | 3.8 | 2 | Single port. | Espen | EVC/A16 | EVC/A16 | AC | 3.8 | 2 | Single port. | CHAEVI | CV-3UD403P-NCN3 (CCS1/NACS) | SUPERSONIC | DC | 400 | 2 | All-in-One Equipment - UL, CTEP listed - Dynamic Load Balancing Available - CCS/NACS Cable
Espen | EVC/A32 | EVC/A32 | AC | 7.6 | 2 | Single port. | Espen | EVC/A32 | EVC/A32 | AC | 7.6 | 2 | Single port. | CHAEVI | DCV-3FD120-ICN | DUOCONIC (120kW) | DC | 120 | -1 | Dual port. Stand-Alone Equipment 120,150,180kW Serial-UL listed. Dynamic Load Balancing Available
Espen | EVC/A40 | EVC/A40 | AC | 9.6 | 2 | Single port. | Espen | EVC/A40 | EVC/A40 | AC | 9.6 | 2 | Single port. | CHAEVI | DCV-3FD150-ICN | DUOCONIC (150kW) | DC | 150 | -1 | Dual port. Stand-Alone Equipment 120,150,180kW Serial-UL listed. Dynamic Load Balancing Available
Espen | EVC/A48 | EVC/A48 | AC | 11.5 | 2 | Single port. | Espen | EVC/A48 | EVC/A48 | AC | 11.5 | 2 | Single port. | CHAEVI | DCV-3FD180-ICN | DUOCONIC (180kW) | DC | 180 | -1 | Dual port. Stand-Alone Equipment 120,150,180kW Serial-UL listed. Dynamic Load Balancing Available
Espen | EVC/A48X2 | EVC/A48X2 | AC | 11.5 | -1 | Dual port. | Espen | EVC/A48X2 | EVC/A48X2 | AC | 11.5 | -1 | Dual port. | Charge America | MCS1200 | MCS 4x16 Power Cabinet | DC | 1200 | -1 | Allows 5 CCS and 1 MCS connector as well as de-rated configuration with 1, 2, … 5 CCS ports and 0 or 1 MCS port (subject for additional certification)
Espen | EVC/A48S | EVC/A48S | AC | 11.5 | 2 | Single port. | Espen | EVC/A48S | EVC/A48S | AC | 11.5 | 2 | Single port. | Charge America | CCS360PM.XXXA.01001 | 360 kW System DC Charger | DC | 360 | -1 | Power Cabinet. 1x CCS1 connector or 1x CHAdeMO connector. NRTL listed as: Phihong DoWU362000D2PN-RW Vetted dispensers are CCS360SGD.XXXA.01001.300 NRTL listed as: Phihong DDWU362T00E2PN-RW CCS360DGD.XXXA.01001.200 NRTL listed as: DDWU362U0UE2PN-RW CCS360DGD.XXXB.01001.300-7 NRTL listed as: DDWU362U0UE2PN-RW
Espen | EVC/A80 | EVC/A80 | AC | 19.2 | 2 | Single port. | Espen | EVC/A80 | EVC/A80 | AC | 19.2 | 2 | Single port. | ChargePoint | CPE250C-625-CCS1-200A-**** | Express 250 | DC | 62.5 | -1 | ChargePoint Express 250 Station (62.5 kW) - includes Express 250 Station, 2x Power Modules, 1x CCS1 200A cable, 1x CHAdeMO cable or NACS, North America Modem/SIM, cUL and UL listed, requires CPE250-CMT-IMPERIAL in US, CPE250-CMT-METRIC in Canada. CPE250-CMT-IMPERIAL/METRIC not included. FWHA and FTA compliant models available as well as with integrated EMV Chip Reader terminal.
Espen | EVC/A80S | EVC/A80S | AC | 19.2 | 2 | Single port. | Espen | EVC/A80S | EVC/A80S | AC | 19.2 | 2 | Single port. | ChargePoint | CPE280-800-NA | Express 280 DC Fast Charging Station | DC | 160 | -1 | [Paired Unit] ChargePoint Express 280 Station (80 kW) - includes Express 280 Station, 2x Power Modules, 1 or 2 connectors including CCS1, CHAdeMO, NACS. North America Modem/SIM, cUL and UL listed, FWHA and FTA compliant models available.
EverCharge | EV002-48,E800-1000 | EV02 | AC | 11.52 | -1 | Single Port, Standalone network capability | EverCharge | EV002-48,E800-1000 | EV02 | AC | 11.52 | -1 | Single Port, Standalone network capability | ChargePoint | CPE280-800-NA | Express 280 DC Fast Charging Station | DC | 80 | -1 | [Single Unit] ChargePoint Express 280 Station (80 kW) - includes Express 280 Station, 2x Power Modules, 1 or 2 connectors including CCS1, CHAdeMO, NACS. North America Modem/SIM, cUL and UL listed, FWHA and FTA compliant models available.
EverCharge | EV002-48,E800-1000-32A | EV02 | AC | 7.68 | -1 | Single Port, Standalone network capability | EverCharge | EV002-48,E800-1000-32A | EV02 | AC | 7.68 | -1 | Single Port, Standalone network capability | ChargePoint | CPE280-800-NA-CHIP | Express 280 DC Fast Charging Station | DC | 160 | -1 | [Paired Unit, Credit Card Reader sku] ChargePoint Express 280 Station (80 kW) - includes Express 280 Station, 2x Power Modules, 1 or 2 connectors including CCS1, CHAdeMO, NACS. North America Modem/SIM, cUL and UL listed, FWHA and FTA compliant models available.
EverCharge | EV002-48,E800-1000-40A | EV02 | AC | 8.3 | -1 | Single Port, Standalone network capability | EverCharge | EV002-48,E800-1000-40A | EV02 | AC | 8.3 | -1 | Single Port, Standalone network capability | ChargePoint | CPE280-800-NA-CHIP | Express 280 DC Fast Charging Station | DC | 80 | -1 | [Single Unit, Credit Card Reader sku] ChargePoint Express 280 Station (80 kW) - includes Express 280 Station, 2x Power Modules, 1 or 2 connectors including CCS1, CHAdeMO, NACS. North America Modem/SIM, cUL and UL listed, FWHA and FTA compliant models available.
EverCharge | EV002-80,E800-1001 | EV02 | AC | 19.2 | -1 | Single Port, Standalone network capability | EverCharge | EV002-80,E800-1001 | EV02 | AC | 19.2 | -1 | Single Port, Standalone network capability | ChargePoint | CPE280-800-NA-FHWA | Express 280 DC Fast Charging Station | DC | 160 | -1 | [Paired Unit, FHWA sku] ChargePoint Express 280 Station (80 kW) - includes Express 280 Station, 2x Power Modules, 1 or 2 connectors including CCS1, CHAdeMO, NACS. North America Modem/SIM, cUL and UL listed, FWHA and FTA compliant models available.
EverCharge | EV002-80,E800-1001-40A | EV02 | AC | 8.3 | -1 | Single Port, Standalone network capability | EverCharge | EV002-80,E800-1001-40A | EV02 | AC | 8.3 | -1 | Single Port, Standalone network capability | ChargePoint | CPE280-800-NA-FHWA | Express 280 DC Fast Charging Station | DC | 80 | -1 | [Single Unit, FHWA sku] ChargePoint Express 280 Station (80 kW) - includes Express 280 Station, 2x Power Modules, 1 or 2 connectors including CCS1, CHAdeMO, NACS. North America Modem/SIM, cUL and UL listed, FWHA and FTA compliant models available.
EVGateway | EGW-#C-32-# | 0 | AC | 7.7 | -1 | 0 | EVGateway | EGW-#C-32-# | 0 | AC | 7.7 | -1 | 0 | ChargePoint | Express Plus 1000 Power Block: CPPB0001*** PM1.5 43-001200-** EXPP-PL10##*-#*#*#-#*#*#-*** | Express Plus | DC | 500 | -1 | Express Plus system includes Power Block, Power Modules, and Power Link 1000 series; Used for Fleet or Commercial.
EVGateway | EGW-#C-40-# | 0 | AC | 9.6 | -1 | 0 | EVGateway | EGW-#C-40-# | 0 | AC | 9.6 | -1 | 0 | ChargePoint | Express Plus 2000 (EXPP-PL20##-CHIP) | Express Plus | DC | 500 | -1 | [CHIP sku]Express Plus system includes Power Block, Power Modules, and Power Link 2000 series; Each Power Link Dispenser can include 1 or 2 connctor including CCS, NACS, or CHAdeMO
EVGateway | EGW-#C-48-# | 0 | AC | 11.5 | -1 | 0 | EVGateway | EGW-#C-48-# | 0 | AC | 11.5 | -1 | 0 | ChargePoint | Express Plus 2000 (EXPP-PL20##-FHWA) | Express Plus | DC | 500 | -1 | [FHWA sku] Express Plus system includes Power Block, Power Modules, and Power Link 2000 series; Each Power Link Dispenser can include 1 or 2 connctor including CCS, NACS, or CHAdeMO
EVGateway | EGW-EX-1193-# | 0 | AC | 19.2 | -1 | 0 | EVGateway | EGW-EX-1193-# | 0 | AC | 19.2 | -1 | 0 | ChargePoint | Express Plus 2000 (EXPP-PL20##) | Express Plus | DC | 500 | -1 | Express Plus system includes Power Block, Power Modules, and Power Link 2000 series; Each Power Link Dispenser can include 1 or 2 connctor including CCS, NACS, or CHAdeMO
EvoCharge | EVC5001#### | EVC5001#### | AC | 12 | -1 | Single port. | EvoCharge | EVC5001#### | EVC5001#### | AC | 12 | -1 | Single port. | ChargeTronix | CTX-AiO-120 | Apex 120kW DCFC | DC | 120 | 2 | Dual port.
EvoCharge | EVC5002XYYY | EVC50 | AC | 12 | 2 | Single port. | EvoCharge | EVC5002XYYY | EVC50 | AC | 12 | 2 | Single port. | ChargeTronix | CTX-AiO-160 | Apex 160kW DCFC | DC | 160 | 2 | Dual port.
EvoCharge | EVC5003XYYY | EVC50 LTE | AC | 12 | 2 | Single port. | EvoCharge | EVC5003XYYY | EVC50 LTE | AC | 12 | 2 | Single port. | ChargeTronix | CTX-AiO-240 | Apex 240kW DCFC | DC | 240 | 2 | Dual port.
EVPassport | Ezra Charger | Ezra | AC | 7.7 | -1 | Single Port, Standalone network capability NRTL listed as Phihong AWLU770001 | EVPassport | Ezra Charger | Ezra | AC | 7.7 | -1 | Single Port, Standalone network capability NRTL listed as Phihong AWLU770001 | ChargeTronix | CTX-AiO-60 | Apex 60kW DCFC | DC | 60 | 2 | Dual port.
EVPassport | Howard Charger | Howard | AC | 19.2 | -1 | Single Port, Standalone network capability NRTL listed as ioTecha CCS-ACL2 | EVPassport | Howard Charger | Howard | AC | 19.2 | -1 | Single Port, Standalone network capability NRTL listed as ioTecha CCS-ACL2 | ChargeTronix | Power Cabinet: CTX-DSPB-360 Dispenser: CTX-DST | Nexus 360kW Distributed System | DC | 360 | -1 | Up to 6 ports.
EVPassport | Rosa Charger | Rosa | AC | 11 | -1 | Single Port, Standalone network capability | EVPassport | Rosa Charger | Rosa | AC | 11 | -1 | Single Port, Standalone network capability | ChargeTronix | Power Cabinet: CTX-DSPB-480 Dispenser: CTX-DST | Nexus 480kW Distributed System | DC | 480 | -1 | Up to 6 ports.
Ford Pro Charging | FPC-AC0048ZC-### | Ford Pro AC Charging Station, 48A Series 2 | AC | 11.5 | -1 | Single Port. | Ford Pro Charging | FPC-AC0048ZC-### | Ford Pro AC Charging Station, 48A Series 2 | AC | 11.5 | -1 | Single Port. | ChargeTronix | TP-EVPD-120kW | 120kW DCFC | DC | 120 | -1 | Dual Port ; either 2 x CCS or 1x CCS + 1x CHAdeMO or or 1x CCS + 1x NACS or 2 x NACS
Ford Pro Charging | FPC-AC0080ZC-U## | Ford Pro AC Charging Station, Series 2 | AC | 19.2 | -1 | Single Port NRTL Listed as EX-1193-1 | Ford Pro Charging | FPC-AC0080ZC-U## | Ford Pro AC Charging Station, Series 2 | AC | 19.2 | -1 | Single Port NRTL Listed as EX-1193-1 | ChargeTronix | TP-EVPD-160kW | 160kW DCFC | DC | 160 | -1 | Dual Port ; either 2 x CCS or 1x CCS + 1x CHAdeMO or or 1x CCS + 1x NACS or 2 x NACS
Ford Pro Charging | FPC-AC0011ZC-U## | 0 | AC | 11.5 | -1 | Single Port NRTL listed as Siemens 8EM1314-5CG14-2FA2 | Ford Pro Charging | FPC-AC0011ZC-U## | 0 | AC | 11.5 | -1 | Single Port NRTL listed as Siemens 8EM1314-5CG14-2FA2 | ChargeTronix | TP-EVPD-180kW | 180kW DCFC | DC | 180 | -1 | Dual Port ; either 2 x CCS or 1x CCS + 1x CHAdeMO or or 1x CCS + 1x NACS or 2 x NACS
Ford Pro Charging | FPC-AC0019ZC-U## | 0 | AC | 19.2 | -1 | Single Port NRTL listed as LiteOn EX 1193 XXXX certified models | Ford Pro Charging | FPC-AC0019ZC-U## | 0 | AC | 19.2 | -1 | Single Port NRTL listed as LiteOn EX 1193 XXXX certified models | ChargeTronix | TP-EVPD-200kW | 200kW | DC | 200 | -1 | Dual Port ; either 2 x CCS or 1x CCS + 1x CHAdeMO or or 1x CCS + 1x NACS or 2 x NACS
FractalEV | FR-802E1DRNAK | FR-80 (ISO) | AC | 19.2 | 2 | Single port | FractalEV | FR-802E1DRNAK | FR-80 (ISO) | AC | 19.2 | 2 | Single port | ChargeTronix | TP-EVPD-240kW | 240kW DCFC | DC | 240 | -1 | Dual Port ; either 2 x CCS or 1x CCS + 1x CHAdeMO or or 1x CCS + 1x NACS or 2 x NACS
FractalEV | FR-482E1DRNAK | FR-48 (ISO) | AC | 11.5 | 2 | Single port | FractalEV | FR-482E1DRNAK | FR-48 (ISO) | AC | 11.5 | 2 | Single port | ChargeTronix | TP-EVPD-300kW | 300kW DCFC | DC | 300 | -1 | Dual Port ; either 2 x CCS or 1x CCS + 1x CHAdeMO or or 1x CCS + 1x NACS or 2 x NACS
Free2Move | E21CA180Dx | 48A Charger | AC | 11 | -1 | Single Port, Standalone network capability; OCA Full and Security certificates under software version V1.00 | Free2Move | E21CA180Dx | 48A Charger | AC | 11 | -1 | Single Port, Standalone network capability; OCA Full and Security certificates under software version V1.00 | ChargeTronix | TP-EVPD-30kW | 30kW DCFC | DC | 30 | -1 | Single Port ; CCS1 or CHAdeMO or NACS
Free2Move | E21CH012## | 0 | AC | 11 | -1 | Single Port, Standalone network capability; OCA Full and Security certificates under software version V1.00 | Free2Move | E21CH012## | 0 | AC | 11 | -1 | Single Port, Standalone network capability; OCA Full and Security certificates under software version V1.00 | ChargeTronix | TP-EVPD-360kW | 360kW DCFC | DC | 360 | -1 | Dual Port ; either 2 x CCS or 1x CCS + 1x CHAdeMO or or 1x CCS + 1x NACS or 2 x NACS
ICAPIA | ICACLS4040 | i4040 | AC | 9.6 | -1 | Dual port. | ICAPIA | ICACLS4040 | i4040 | AC | 9.6 | -1 | Dual port. | ChargeTronix | TP-EVPD-60kW | 60kW DCFC | DC | 60 | -1 | Dual Port ; either 2 x CCS or 1x CCS + 1x CHAdeMO or or 1x CCS + 1x NACS or 2 x NACS
ICAPIA | ICACLS4080 | i4080 | AC | 19.2 | -1 | Dual port. | ICAPIA | ICACLS4080 | i4080 | AC | 19.2 | -1 | Dual port. | ChargeTronix | TP-V2G-20-480 | 0 | DC V2G | 20 | -1 | Bidirectional charger
ICAPIA | ICACLS80 | i80 | AC | 19.2 | -1 | Single port. | ICAPIA | ICACLS80 | i80 | AC | 19.2 | -1 | Single port. | ChargeTronix | TP-V2G-30-480 | 0 | DC V2G | 30 | -1 | Bidirectional charger
ICAPIA | ICACOP48 | OPAL OMNI 48 | AC | 11.5 | -1 | Single port. | ICAPIA | ICACOP48 | OPAL OMNI 48 | AC | 11.5 | -1 | Single port. | ChargeTronix | TP-V2G-40-480 | 0 | DC V2G | 40 | -1 | Bidirectional charger
InCharge | ICE 80A Dual | ICE 80A Dual | AC | 19.2 | -1 | Dual port. | InCharge | ICE 80A Dual | ICE 80A Dual | AC | 19.2 | -1 | Dual port. | ChargeTronix | TP-V2G-60-480 | 0 | DC V2G | 60 | -1 | Bidirectional charger
InCharge | ICE-80A Gen2 | ICE-80A Gen2 | AC | 19.2 | -1 | Single port. | InCharge | ICE-80A Gen2 | ICE-80A Gen2 | AC | 19.2 | -1 | Single port. | CyberSwitching | CSDC240 | CSDC | DC | 240 | -1 | Dual port.
IoTecha | CCS-ACL2 / CCS-C80A | CCS-C80A-xxyyy | AC | 19.2 | -1 | Single Port. xx - cable length (15 or 25ft) yyy - LTE option | IoTecha | CCS-ACL2 / CCS-C80A | CCS-C80A-xxyyy | AC | 19.2 | -1 | Single Port. xx - cable length (15 or 25ft) yyy - LTE option | Daimler | Detroit eFill All-in-one 120 | eFill All-in-one 120 | DC | 120 | -1 | 1x CCS1 connector or 1x CHAdeMO connector. NRTL listed as Power Electronics NB1200U/NB120SU
IoTecha | CCS-ACL2-40 / CCS-C40A | CCS-ACL2-40 / CCS-C40A | AC | 8.3 | -1 | Single Port. xx - cable length (15 or 25ft) yyy - LTE option | IoTecha | CCS-ACL2-40 / CCS-C40A | CCS-ACL2-40 / CCS-C40A | AC | 8.3 | -1 | Single Port. xx - cable length (15 or 25ft) yyy - LTE option | Daimler | Detroit eFill All-in-one 150 | eFill All-in-one 150 | DC | 150 | -1 | Power Cabinet. 1x CCS1 connector or 1x CHAdeMO connector NRTL Listed as Power Electronics NB1500U/NB150SU. Approved dispenser are Detroit eFill Compact Dispender Duo. NRTL Listed as Power Electronics NBDI2000U,NBDI3000U.
IoTecha | CCS-C80C | CCS-C80C-xxyyy | AC | 19.2 | -1 | Single Port. xx - cable length (15 or 25ft) yyy - LTE option | IoTecha | CCS-C80C | CCS-C80C-xxyyy | AC | 19.2 | -1 | Single Port. xx - cable length (15 or 25ft) yyy - LTE option | Daimler | Detroit eFill All-in-one 180 | eFill All-in-one 180 | DC | 180 | -1 | 1x CCS1 connector or 1x CHAdeMO connector. NRTL listed as Power Electronics NB1800U/NB180SU.
It's Electric Inc. | Brooklyn-718 | Brooklyn-718 | AC | 7.68 | -1 | Single port. Paired with SWTCH network | It's Electric Inc. | Brooklyn-718 | Brooklyn-718 | AC | 7.68 | -1 | Single port. Paired with SWTCH network | Daimler | Detroit eFill All-in-one 210 | eFill All-in-one 210 | DC | 210 | -1 | 1x CCS1 connector or 1x CHAdeMO connector. NRTL listed as Power Electronics NB2100U/NB210SU.
IXP, LLC | IXP-E48 | IXP-E48 | AC | 11.5 | -1 | 0 | IXP, LLC | IXP-E48 | IXP-E48 | AC | 11.5 | -1 | 0 | Daimler | Detroit eFill All-in-one 240 | eFill All-in-one 240 | DC | 240 | -1 | 1x CCS1 connector or 1x CHAdeMO connector. NRTL listed as Power Electronics NB2400U/NB240SU.
IXP, LLC | IXP-E80 | IXP-E80 | AC | 19.2 | -1 | EV Charger, 80 Amp, Level 2, 4G Module, ISO 15118 compliant, Credit Card Reader, Commercial, Gen 2, Orange | IXP, LLC | IXP-E80 | IXP-E80 | AC | 19.2 | -1 | EV Charger, 80 Amp, Level 2, 4G Module, ISO 15118 compliant, Credit Card Reader, Commercial, Gen 2, Orange | Daimler | Detroit eFill All-in-one 60 | eFill All-in-one 60 | DC | 60 | -1 | 1x CCS1 connector or 1x CHAdeMO connector. NRTL listed as Power Electronics NB0600U/NB060SU
Loop Global | EVS-80A-L2-002 | EV-Fleet | AC | 19.2 | 2 | SAE J1772, Standalone network capability | Loop Global | EVS-80A-L2-002 | EV-Fleet | AC | 19.2 | 2 | SAE J1772, Standalone network capability | Daimler | Detroit eFill All-in-one 90 | eFill All-in-one 90 | DC | 90 | -1 | 1x CCS1 connector or 1x CHAdeMO connector. NRTL listed as Power Electronics NB0900U/NB090SU
Lynkwell | LW102-AC80-# | Xlynk | AC | 19.2 | -1 | Single port. | Lynkwell | LW102-AC80-# | Xlynk | AC | 19.2 | -1 | Single port. | Daimler | Detroit eFill Power Center 120 | eFill Power Center 120 | DC | 120 | -1 | Power Cabinet. 1x CCS1 connector or 1x CHAdeMO connector NRTL Listed as Power Electronics NBi1200U/NBi120SU. Approved dispenser are Detroit eFill Compact Dispender Duo. NRTL Listed as Power Electronics NBDI2000U,NBDI3000U.
Lynkwell | LW101-AC48 | Xlynk | AC | 11.5 | -1 | Single port. | Lynkwell | LW101-AC48 | Xlynk | AC | 11.5 | -1 | Single port. | Daimler | Detroit eFill Power Center 150 | eFill Power Center 150 | DC | 150 | -1 | Power Cabinet. 1x CCS1 connector or 1x CHAdeMO connector NRTL Listed as Power Electronics NBi1500U/NBi150SU. Approved dispenser are Detroit eFill Compact Dispender Duo. NRTL Listed as Power Electronics NBDI2000U,NBDI3000U.
Lynkwell | LW141-AC80 | LW141-AC80 | AC | 19.2 | -1 | Single port. | Lynkwell | LW141-AC80 | LW141-AC80 | AC | 19.2 | -1 | Single port. | Daimler | Detroit eFill Power Center 180 | eFill Power Center 180 | DC | 180 | -1 | Power Cabinet. 1x CCS1 connector or 1x CHAdeMO connector NRTL Listed as Power Electronics NBi1800U/NBi180SU. Approved dispenser are Detroit eFill Compact Dispender Duo. NRTL Listed as Power Electronics NBDI2000U,NBDI3000U.
Lynkwell | LW201-AC80 | LW201-AC80 | AC | 19.2 | -1 | 0 | Lynkwell | LW201-AC80 | LW201-AC80 | AC | 19.2 | -1 | 0 | Daimler | Detroit eFill Power Center 60 | eFill Power Center 60 | DC | 60 | -1 | Power Cabinet. 1x CCS1 connector or 1x CHAdeMO connector NRTL Listed as Power Electronics NBi0600U/NBi060SU Approved dispenser are Detroit eFill Compact Dispender Duo. NRTL Listed as Power Electronics NBDI2000U,NBDI3000U.
Lynkwell | LW202-AC32 | LW202-AC32 | AC | 7.7 | -1 | Single port. | Lynkwell | LW202-AC32 | LW202-AC32 | AC | 7.7 | -1 | Single port. | Daimler | Detroit eFill Power Center 90 | eFill Power Center 90 | DC | 90 | -1 | Power Cabinet. 1x CCS1 connector or 1x CHAdeMO connector NRTL Listed as Power Electronics NBi0900U/NBi090SU. Approved dispenser are Detroit eFill Compact Dispender Duo. NRTL Listed as Power Electronics NBDI2000U,NBDI3000U.
Lynkwell | LW202-AC48 | LW202-AC48 | AC | 11.52 | -1 | Single port. | Lynkwell | LW202-AC48 | LW202-AC48 | AC | 11.52 | -1 | Single port. | DynaChrg | EVN120F | Stand alone Fleet 120 | DC | 120 | -1 | 120kW all-in-one charger with 2 connectors. Alternate designations: DirectPowerPS 120 Fleet, DirectPowerPS 120
Lynkwell | LW202-AC80 | LW202-AC80 | AC | 19.2 | -1 | Single port. | Lynkwell | LW202-AC80 | LW202-AC80 | AC | 19.2 | -1 | Single port. | DynaChrg | EVN120P | Stand alone Advertising 120 | DC | 120 | -1 | 120kW all-in-one charger with 2 connectors, advertising display, and payment terminal. Alternate designations: DirectPowerPS 120 Flagship, DirectPowerPS 120
Noodoe | AC11P/ AC11P Exceed | 0 | AC | 11.5 | -1 | Single port. | Noodoe | AC11P/ AC11P Exceed | 0 | AC | 11.5 | -1 | Single port. | DynaChrg | EVN180F | Stand alone Fleet 180 | DC | 180 | -1 | 180kW all-in-one charger with 2 connectors. Alternate designations: DirectPowerPS 180 Fleet, DirectPowerPS 180
Nuvve | EVSE-B-P1-H1 | EVSE PowerPort Neo 19kW L2 (1 phase, J1772) | AC | 19.2 | -1 | Single Port, Standalone network capability | Nuvve | EVSE-B-P1-H1 | EVSE PowerPort Neo 19kW L2 (1 phase, J1772) | AC | 19.2 | -1 | Single Port, Standalone network capability | DynaChrg | EVN180P | Stand alone Advertising 180 | DC | 180 | -1 | 180kW all-in-one charger with 2 connectors, advertising display, and payment terminal. Alternate designations: DirectPowerPS 180 Flagship, DirectPowerPS 180
OpConnect | IC80 | IC80 | AC | 19.2 | -1 | Single Port NRTL Listed as EX-1193-1 | OpConnect | IC80 | IC80 | AC | 19.2 | -1 | Single Port NRTL Listed as EX-1193-1 | DynaChrg | EVN240F | Stand alone Fleet 240 | DC | 240 | -1 | 240kW all-in-one charger with 2 connectors. Alternate designations: DirectPowerPS 240 Fleet, DirectPowerPS 240
OpConnect | OC-IC3-32AH | 0 | AC | 7.2 | -1 | Single Port, Standalone network capability | OpConnect | OC-IC3-32AH | 0 | AC | 7.2 | -1 | Single Port, Standalone network capability | DynaChrg | EVN240P | Stand alone Advertising 240 | DC | 240 | -1 | 240kW all-in-one charger with 2 connectors, advertising display, and payment terminal. Alternate designations: DirectPowerPS 240 Flagship, DirectPowerPS 240
OpConnect | OC-SC3-32AN | 0 | AC | 7.7 | -1 | Single Port, Standalone network capability | OpConnect | OC-SC3-32AN | 0 | AC | 7.7 | -1 | Single Port, Standalone network capability | DynaChrg | EVN300F | Stand alone Fleet 300 | DC | 300 | -1 | 300kW all-in-one charger with 2 connectors. Alternate designations: DirectPowerPS 300 Fleet, DirectPowerPS 300
OpConnect | SC80 | SC80 | AC | 19.2 | -1 | Single Port NRTL Listed as EX-1193-3 | OpConnect | SC80 | SC80 | AC | 19.2 | -1 | Single Port NRTL Listed as EX-1193-3 | DynaChrg | EVN300P | Stand alone Advertising 300 | DC | 300 | -1 | 300kW all-in-one charger with 2 connectors, advertising display, and payment terminal. Alternate designations: DirectPowerPS 300 Flagship, DirectPowerPS 300
Pando Electric | Pando 002A | Pando 002A | MANAGED OUTLET | 9.6 | -1 | Single port. | Pando Electric | Pando 002A | Pando 002A | MANAGED OUTLET | 9.6 | -1 | Single port. | DynaChrg | EVN360F | Stand alone Fleet 360 | DC | 360 | -1 | 360kW all-in-one charger with 2 connectors. Alternate designations: DirectPowerPS 360 Fleet, DirectPowerPS 360
PowerFlex Systems | EX-1193-M | IC 80A Gen2 | AC | 19.2 | -1 | Single port. | PowerFlex Systems | EX-1193-M | IC 80A Gen2 | AC | 19.2 | -1 | Single port. | DynaChrg | EVN360P | Stand alone Advertising 360 | DC | 360 | -1 | 360kW all-in-one charger with 2 connectors, advertising display, and payment terminal. Alternate designations: DirectPowerPS 360 Flagship, DirectPowerPS 360
PowerFlex Systems | JNT-EVC10 (PF-JT48) | 0 | AC | 11.52 | -1 | Must acquire Nexus | PowerFlex Systems | JNT-EVC10 (PF-JT48) | 0 | AC | 11.52 | -1 | Must acquire Nexus | DynaChrg | EVS160 | 160kW Standalone Unit | DC | 160 | -1 | Output range:200V-1000V efficiency:Up to 96% Full certification User-friendly ADA Multiple payment methods Support for customization PLUG& CHARGE Hardware 15118-Ready Can Output 350A CCS1 boost 500A NACS boost 400A
PowerFlex Systems | W1-UC168-0MF1FR | ADV+48A / SC48 | AC | 11.6 | -1 | Single port. | PowerFlex Systems | W1-UC168-0MF1FR | ADV+48A / SC48 | AC | 11.6 | -1 | Single port. | DynaChrg | EVS240 | 240kW Standalone Unit | DC | 240 | -1 | Output range:200V-1000V efficiency:Up to 96% Full certification User-friendly ADA Multiple payment methods Support for customization PLUG& CHARGE Hardware 15118-Ready Can Output 350A CCS1 boost 500A NACS boost 400A
PowerFlex Systems | W1-UC168-0MK1ER | IC 48A | AC | 11.6 | -1 | Single port. | PowerFlex Systems | W1-UC168-0MK1ER | IC 48A | AC | 11.6 | -1 | Single port. | DynaChrg | EVS480 | Distributed Model 480kW up to 3 Dual Port Dispensers | DC | 480 | -1 | Output range:200V-1000V efficiency:Up to 96% Full certification User-friendly ADA Multiple payment methods Support for customization PLUG& CHARGE Hardware 15118-Ready Air cooling output 350A Liquid cooling sustained maximum output 500A
PowerFlex Systems | W1-UC168-0ML1EP | IC 48A with POS | AC | 11.6 | -1 | Single port. | PowerFlex Systems | W1-UC168-0ML1EP | IC 48A with POS | AC | 11.6 | -1 | Single port. | Ekoenergetyka | AXE-S2A7-66XX4XXXX, AXE-S2A7-65XX4XXXX | Axon Easy 120 | DC | 120 | 2 | Dual port.
PowerPump | AC550 | AC550 | AC | 10 | -1 | Single Port. | PowerPump | AC550 | AC550 | AC | 10 | -1 | Single Port. | Ekoenergetyka | AXE-S2A8-60XX4XXXX, AXE-S2A8-06XX4XXXX, AXE-S2A8-50XX4XXXX, AXE-S2A8-05XX4XXXX | Axon Easy 150 | DC | 150 | 2 | Dual port.
QCharge123 | QAC2-BC | Commercial Charger | AC | 19.2 | -1 | Single or dual port. | QCharge123 | QAC2-BC | Commercial Charger | AC | 19.2 | -1 | Single or dual port. | Ekoenergetyka | AXE-S2B0-65XX4XXXX, AXE-S2B0-66XX4XXXX | Axon Easy 180 | DC | 180 | 2 | Dual port.
QCharge123 | QAC2-BR | Residential/Low Commercial Charger | AC | 9.6 | -1 | Single port. | QCharge123 | QAC2-BR | Residential/Low Commercial Charger | AC | 9.6 | -1 | Single port. | Espen | EVC/D030/S### | EVC/D030/S### | DC | 30 | -1 | 1x CCS1 connector 1x CHAdeMO connector
Siemens | 8EM13105HF141GA2 | VersiCharge AC 48A NTEP | AC | 11.5 | -1 | Single Port, Standalone network capability | Siemens | 8EM13105HF141GA2 | VersiCharge AC 48A NTEP | AC | 11.5 | -1 | Single Port, Standalone network capability | Espen | EVC/D040P/S### | EVC/D040P/S### | DC | 40 | -1 | Dual port.CCS1, NACS ,CHAdeMO (Optional).
Siemens | 8EM13155HG141GA2 | VersiCharge Blue AC 48A NTEP | AC | 11.5 | -1 | Single Port, Standalone network capability | Siemens | 8EM13155HG141GA2 | VersiCharge Blue AC 48A NTEP | AC | 11.5 | -1 | Single Port, Standalone network capability | Espen | EVC/D060/S### | EVC/D060/S### | DC | 60 | -1 | 1x CCS1 connector 1x CHAdeMO connector
Siemens | VersiCharge 11.5kW 8EM1310-5CF14-0GA0 | VersiCharge | AC | 11.5 | -1 | Single Port, Standalone network capability | Siemens | VersiCharge 11.5kW 8EM1310-5CF14-0GA0 | VersiCharge | AC | 11.5 | -1 | Single Port, Standalone network capability | Espen | EVC/D060P/S### | EVC/D060P/S### | DC | 60 | -1 | Dual port.CCS1, NACS ,CHAdeMO (Optional).
Siemens | VersiCharge 11.5kW 8EM1310-5CF14-1GA2 | VersiCharge | AC | 11.5 | -1 | Single Port, Standalone network capability | Siemens | VersiCharge 11.5kW 8EM1310-5CF14-1GA2 | VersiCharge | AC | 11.5 | -1 | Single Port, Standalone network capability | Espen | EVC/D120/S### | EVC/D120/S### | DC | 120 | -1 | 1x CCS1 connector 1x CHAdeMO connector
Siemens | VersiCharge 11.5kW 8EM1312-5CF18-0FA3 | VersiCharge | AC | 11.5 | -1 | Single Port, Standalone network capability | Siemens | VersiCharge 11.5kW 8EM1312-5CF18-0FA3 | VersiCharge | AC | 11.5 | -1 | Single Port, Standalone network capability | Espen | EVC/D180/S### | EVC/D180/S### | DC | 180 | -1 | 1x CCS1 connector 1x CHAdeMO connector; OCA Full and Security certificates under software version V1.00
Siemens | VersiCharge 9.6kW 8EM1310-4CF14-0GA0 | VersiCharge | AC | 9.6 | -1 | Single Port, Standalone network capability | Siemens | VersiCharge 9.6kW 8EM1310-4CF14-0GA0 | VersiCharge | AC | 9.6 | -1 | Single Port, Standalone network capability | Espen | EVC/D360/S### | EVC/D360/S### | DC | 360 | -1 | Power Cabinet. 1x CCS1 connector or 1x CHAdeMO connector. Vetted dispensers are DDWU362T0TE2PN- RW DDWU362T0TE2N7-RW, DDWU362V00E2N7-RW DDWU362U0UE2PN-RW, DDWU362U0UE2N7-RW, DDWU362K0TE2PN-RW, DDWU362K0TE2N7-RW, DDWU362K0UE2PN-RW, DDWU362K0UE2N7-RW, DDWU362G00E2PN-RW, DDWU362G00E2N7-RW, DDWU362K00E2PN-RW, DDWU362K00E2N7-RW, DDWU362U00E2PN-RW, DDWU362U00E2N7-RW, DDWU362T00E2PN-RW, DDWU362T00E2N7-RW, DDWU362V0UE2PN-RW, DDWU362V0UE2N7-RW, DDWU362V0KE2PN-RW, DDWU362V0KE2N7-RW, DDWU362V0TE2PN-RW, DDWU362V0TE2N7-RW, DDWU362V00E2PN-RW.
Siemens | VersiCharge 9.6kW 8EM1310-4CF14-1GA2 | VersiCharge | AC | 9.6 | -1 | Single Port, Standalone network capability | Siemens | VersiCharge 9.6kW 8EM1310-4CF14-1GA2 | VersiCharge | AC | 9.6 | -1 | Single Port, Standalone network capability | EverCharge | E800-1017-01 | DCFC 240kW Power Cabinet | DC | 240 | -1 | OCA Full and Security certificates under software version 1.2009.0 (alternate company name on OCA cert - Wanbang Digital Energy Co., Ltd.)
Siemens | VersiCharge 9.6kW 8EM1312-4CF18-0FA3 | VersiCharge | AC | 9.6 | -1 | Single Port, Standalone network capability | Siemens | VersiCharge 9.6kW 8EM1312-4CF18-0FA3 | VersiCharge | AC | 9.6 | -1 | Single Port, Standalone network capability | EverCharge | E800-1029-01 | DCFC 240kW Power Dispenser, w/Dual 200A CCS1 | DC | 240 | -1 | OCA Full and Security certificates under software version 1.2009.0 (alternate company name on OCA cert - Wanbang Digital Energy Co., Ltd.)
StarCharge | AC###AN030###### | Artemis | AC | 19.2 | 2 | Single port. | StarCharge | AC###AN030###### | Artemis | AC | 19.2 | 2 | Single port. | EverCharge | E800-1040-01 | DCFC 180kW All-in-One, w Dual CCS1 | DC | 180 | -1 | 0
SWTCH Energy | AXLU111001/48 | AX48 | AC | 11 | -1 | Single Port, Standalone network capability; OCA Full and Security certificates under software version V1.00 | SWTCH Energy | AXLU111001/48 | AX48 | AC | 11 | -1 | Single Port, Standalone network capability; OCA Full and Security certificates under software version V1.00 | EverCharge | E800-1042-01 | DCFC 320kW All-in-One, w/ Dual CCS1 | DC | 320 | -1 | Dual port.
SWTCH Energy | AXLU191001/80 | AX80 | AC | 19.1 | -1 | Single Port, Standalone network capability | SWTCH Energy | AXLU191001/80 | AX80 | AC | 19.1 | -1 | Single Port, Standalone network capability | EVPassport | C6AM150XX | C6AM150XX | DC | 150 | -1 | Standalone DCFC, no HPC needed, runs off its own power
SWTCH Energy | EX-1193-1 | SWTCH Lite-On Platinum IC3 80A | AC | 19.2 | -1 | Single Port NRTL Listed as EX-1193-1 | SWTCH Energy | EX-1193-1 | SWTCH Lite-On Platinum IC3 80A | AC | 19.2 | -1 | Single Port NRTL Listed as EX-1193-1 | EVPassport | C6AM90XX | C6AM90XX | DC | 95 | -1 | Runs on 208 3P power, standalone DCFC
SWTCH Energy | EX-1193-3 | SWTCH Lite-On Platinum SC3 80A | AC | 19.2 | -1 | Single Port NRTL Listed as EX-1193-3 | SWTCH Energy | EX-1193-3 | SWTCH Lite-On Platinum SC3 80A | AC | 19.2 | -1 | Single Port NRTL Listed as EX-1193-3 | EVSIS | JC-94F2-350-0T5 | DC Charger 350kW | DC | 350 | 2 | Dual port. CCS / NACS(Optional), OCPP 2.0.1 will be supported
SWTCH Energy | IC3-32A-H-A | SWTCH Lite-On Platinum IC3 | AC | 7.6 | -1 | Single Port NRTL Listed as IC3-32A-H-A | SWTCH Energy | IC3-32A-H-A | SWTCH Lite-On Platinum IC3 | AC | 7.6 | -1 | Single Port NRTL Listed as IC3-32A-H-A | EVSIS | JC-94F2-400-0T5 | DC Charger 400kW | DC | 400 | 2 | Dual port. CCS / NACS(Optional), OCPP 2.0.1 will be supported
SWTCH Energy | SC3-32A-H | SWTCH Lite-On Platinum SC3 | AC | 7.6 | -1 | Single Port NRTL Listed as SC3-32A-H | SWTCH Energy | SC3-32A-H | SWTCH Lite-On Platinum SC3 | AC | 7.6 | -1 | Single Port NRTL Listed as SC3-32A-H | EVSIS | JC-9932-100-CT | DC Charger 100kW | DC | 100 | 2 | CCS/CHAdeMO (optional), OCPP 2.0.1 will be supported
SWTCH Energy | EVH006-48 | Joint Tech 48A | AC | 11.5 | -1 | Single port. | SWTCH Energy | EVH006-48 | Joint Tech 48A | AC | 11.5 | -1 | Single port. | EVSIS | JC-9932-180-CT | DC Charger 180kW | DC | 180 | 2 | Dual port. CCS / NACS(Optional), OCPP 2.0.1 will be supported
TECO-Westinghouse | AXLU111001/ AX48 | Nexe VersaCharge 360kW | AC | 11 | -1 | Single Port, Standalone network capability | TECO-Westinghouse | AXLU111001/ AX48 | Nexe VersaCharge 360kW | AC | 11 | -1 | Single Port, Standalone network capability | EVSIS | JC-9932-240-CT | DC Charger 240kW | DC | 240 | 2 | Dual port. CCS / NACS(Optional), OCPP 2.0.1 will be supported
Tellus Power | TP-EVVA-80A | 0 | AC | 19.2 | -1 | Networked charging station | Tellus Power | TP-EVVA-80A | 0 | AC | 19.2 | -1 | Networked charging station | EVSIS | JC-9A31-30-CT | DC Charger 30kW | DC | 30 | 2 | CCS/OCPP 2.0.1 will be supported
Tellus Power | UP160J-#MP-### | 0 | AC | 7.2 | -1 | Dual Port, Must acquire Gateway for network connectivity | Tellus Power | UP160J-#MP-### | 0 | AC | 7.2 | -1 | Dual Port, Must acquire Gateway for network connectivity | FLO | Ultra | Ultra | DC | 320 | -1 | Dual port.
Tellus Power | UP80J-#MP-### | 0 | AC | 7.2 | -1 | Single Port, Must acquire Gateway for network connectivity | Tellus Power | UP80J-#MP-### | 0 | AC | 7.2 | -1 | Single Port, Must acquire Gateway for network connectivity | Ford Pro Charging | DC Charging Station 120kW | DC Charging Station 120kW | DC | 120 | -1 | Dual port.
TurnOnGreen | EVP1100-W/CPEVAC-11KW-J17-W EVP1100-WG/CPEVAC-11KW-J17-WG CPEVAC-11KW-S18-# | 0 | AC | 11.4 | -1 | Single Port | TurnOnGreen | EVP1100-W/CPEVAC-11KW-J17-W EVP1100-WG/CPEVAC-11KW-J17-WG CPEVAC-11KW-S18-# | 0 | AC | 11.4 | -1 | Single Port | Ford Pro Charging | DC Charging Station 240kW | DC Charging Station 240kW | DC | 240 | -1 | Dual port.
Wallbox | PUP3-#-#-6-#-##-# | Pulsar Pro 48A | AC | 11.5 | -1 | # is a hold for cable length, connector type, power supply version, custom, and color. Payment terminal requirements aren't met by charger independently. We do allow integration with EVSP that have cloud-to-cloud integrations with payment terminals or kiosks. Examples can be provided. | Wallbox | PUP3-#-#-6-#-##-# | Pulsar Pro 48A | AC | 11.5 | -1 | # is a hold for cable length, connector type, power supply version, custom, and color. Payment terminal requirements aren't met by charger independently. We do allow integration with EVSP that have cloud-to-cloud integrations with payment terminals or kiosks. Examples can be provided. | Ford Pro Charging | FPC-DC0060AA-U## | 0 | DC | 60 | -1 | Single or Dual Port 2x CCS1 connector . NRTL listed as Power Electronics NB060SU20
Xiamen Topstar Co., LTD | TSEA240V/32AUS | TSEA240V/##AUS | AC | 7.6 | 2 | Single port. | Xiamen Topstar Co., LTD | TSEA240V/32AUS | TSEA240V/##AUS | AC | 7.6 | 2 | Single port. | Ford Pro Charging | FPC-DC0120AA-U## | 0 | DC | 120 | -1 | 2x CCS1 200A or 300A connector NRTL listed as Power Electronics NB120SU20
Xiamen Topstar Co., LTD | TSEA240V/40AUS | TSEA240V/##AUS | AC | 9.6 | 2 | Single port. | Xiamen Topstar Co., LTD | TSEA240V/40AUS | TSEA240V/##AUS | AC | 9.6 | 2 | Single port. | Free2Move | E21CH060Dx | 0 | DC | 60 | -1 | 1x CCS1 connector 1x CHAdeMO connector
Xiamen Topstar Co., LTD | TSEA240V/48AUS | TSEA240V/##AUS | AC | 11.5 | 2 | Single port. | Xiamen Topstar Co., LTD | TSEA240V/48AUS | TSEA240V/##AUS | AC | 11.5 | 2 | Single port. | Free2Move | E21CH180## | 0 | DC | 180 | -1 | 1x CCS1 connector 1x CHAdeMO connector; OCA Full and Security certificates under software version V1.00
Xiamen Topstar Co., LTD | TSEA240V/80AUS | TSEA240V/##AUS | AC | 19.2 | 2 | Single port. | Xiamen Topstar Co., LTD | TSEA240V/80AUS | TSEA240V/##AUS | AC | 19.2 | 2 | Single port. | Freewire | 900-00151-XX | Boost 150 | DC | 150 | -1 | Battery integrated DCFC
Xiamen Topstar Co., LTD | TSED240V/32A2US | TSED240V/##A2US | AC | 7.6 | 2 | Dual port. | Xiamen Topstar Co., LTD | TSED240V/32A2US | TSED240V/##A2US | AC | 7.6 | 2 | Dual port. | Freewire | Boost 200 | Boost Charger 200 | DC | 200 | -1 | 1x CCS1 connector 1x CHAdeMO connector
Xiamen Topstar Co., LTD | TSED240V/40A2US | TSED240V/##A2US | AC | 9.6 | 2 | Dual port. | Xiamen Topstar Co., LTD | TSED240V/40A2US | TSED240V/##A2US | AC | 9.6 | 2 | Dual port. | Heliox | HE9820014-01-AAV HE9820014-01-AAA | Flex 180 AIO | DC | 180 | -1 | Distributed charger system that supports has a built-in CCS1 cable and supports up to 2 additional connetion ports with applicable dispenser or pantograph
Xiamen Topstar Co., LTD | TSED240V/48A2US | TSED240V/##A2US | AC | 11.5 | 2 | Dual port. | Xiamen Topstar Co., LTD | TSED240V/48A2US | TSED240V/##A2US | AC | 11.5 | 2 | Dual port. | Heliox | HE9821001-01 | Flex 180 | DC | 180 | -1 | This product listing did not include the pantograph. Please consult with the manufacturer regarding pantograph selection. Pantographs are being Recognized under UL 2251. Field listing of system hardware may be required at deployment.
Xiamen Topstar Co., LTD | TSED240V/80A2US | TSED240V/##A2US | AC | 19.2 | 2 | Dual port. | Xiamen Topstar Co., LTD | TSED240V/80A2US | TSED240V/##A2US | AC | 19.2 | 2 | Dual port. | Heliox | HE9822019-01 | Flex 360 | DC | 360 | -1 | Base product, 360kW, W DC HPC D UL
Zerova | AXLU111001/ AX48 | AX48 | AC | 11 | -1 | Single Port, Standalone network capability; OCA Full and Security certificates under software version V1.00 | Zerova | AXLU111001/ AX48 | AX48 | AC | 11 | -1 | Single Port, Standalone network capability; OCA Full and Security certificates under software version V1.00 | Heliox | HE9823005-01 | Heliox 60kW | DC | 60 | -1 | Single port. Available as mobile, wall, or pedestal mount
Zerova | AXLU191001/ AX80 | AX80 | AC | 19.1 | -1 | Single Port, Standalone network capability | Zerova | AXLU191001/ AX80 | AX80 | AC | 19.1 | -1 | Single Port, Standalone network capability | Heliox | HE9823007-01 | Heliox 30kW | DC | 30 | -1 | Single port. Available as mobile, wall, or pedestal mount
[14 empty] | Heliox | HE9823009-01 | Heliox 44KW Bidirectional | DC V2G | 44 | -1 | Single port. Available as wall or pedestal mount
[14 empty] | i-charging | blueberry | BB50 | DC | 50 | 2 | Dual port
[14 empty] | i-charging | blueberry CLUSTER | blueberry CLUSTER | DC | 500 | 2 | Four ports. Simultaneous charging, Dynamic Power Allocation, 50 to 900 kW. 1 to 3 Power Units (cabinets) and up to 4 plugs in dispenser and satellites
[14 empty] | i-charging | blueberry FUSION | blueberry FUSION | DC | 150 | 2 | Dual port. Simultaneous charging, Dynamic Power Allocation, 50, 100 and 150kW available
[14 empty] | i-charging | blueberry PLUS | PU 200 R2 / PU 300 R2 | DC | 500 | 2 | Four ports. Simultaneous charging, Dynamic Power Allocation, 50 to 900 kW. 1 to 3 Power Units (cabinets) and 1 Dispenser w 2 Plugs
[14 empty] | InCharge | ICE 480 | ICE 480 | DC | 480 | -1 | Supports both CCS and CHAdeMO standards with one or two connectors. This DC Split System is designed to provide high power charging with distributed dispenser and power conversion units.
[14 empty] | InCharge | ICE CUBE 200kWh/200kW Battery Buffer | ICE CUBE 200kWh/200kW Battery Buffer | DC | 240 | -1 | Battery integrated DCFC. Up to 4 ports.
[14 empty] | InCharge | ICE-120 | ICE-120 | DC | 120 | -1 | 1x CCS1 connector 1x CHAdeMO connector NRTL listed as Shenzhen InfyPower : EXP120K2-FD-UU2 & EXP120K2-FS-U2
[14 empty] | InCharge | ICE-180 | ICE-180 | DC | 180 | -1 | 1x CCS1 connector 1x CHAdeMO connector NRTL listed as Shenzhen InfyPower : EXP180K2-FD-UU2 & EXP180K2-FS-U2
[14 empty] | InCharge | ICE-30 | ICE-30 | DC | 30 | -1 | 1x CCS1 connector 1x CHAdeMO connector NRTL listed as Shenzhen InfyPower : EXP30k2-FSW-U2 & EXP30kW-FDW-UU2
[14 empty] | InCharge | ICE-60 | ICE-60 | DC | 60 | -1 | 1x CCS1 connector 1x CHAdeMO connector NRTL listed as Shenzhen InfyPower : EXP60K2-FD-UU2 & EXP60K2-FS-U2
[14 empty] | InCharge | ICE-22 V2X Wallbox | ICE-22 V2X Wallbox | DC V2G | 22 | -1 | Supports both CCS and CHAdeMO. Up to 2 ports.
[14 empty] | InCharge | ICE-44 V2X Wallbox | ICE-44 V2X Wallbox | DC V2G | 44 | -1 | Single or dual port. Supports both CCS and CHAdeMO. Up to 2 ports.
[14 empty] | InCharge | ICE-66 V2X | ICE-66 V2X | DC V2G | 66 | -1 | Single or dual port. Supports both CCS and CHAdeMO. Up to 2 ports.
[14 empty] | InCharge | ICE-132 V2X | ICE-132 V2X | DC V2G | 132 | -1 | Dual port.
[14 empty] | InCharge | ICE60K3-FDW-UU2 | ICE-60 DCWB | DC | 60 | -1 | Dual port.
[14 empty] | InCharge | IDC600K3-FMR5-2 | ICE-600 | DC | 600 | -1 | Ten ports.
[14 empty] | Jule (eCAMION) | Jule-100 | Jule Charger 100 | DC | 100 | -1 | DCFC that works with ESS w/ voltage range 650-800VDC
[14 empty] | Jule (eCAMION) | Jule-200 | Jule Charger 200 | DC | 200 | -1 | DCFC that works with ESS w/ voltage range 650-800VDC
[14 empty] | Jule (eCAMION) | Jule-350 | Jule Charger 350 | DC | 350 | -1 | DCFC that works with ESS w/ voltage range 650-800VDC
[14 empty] | Kempower | C50####### C80####### | C-Series | DC | 600 | -1 | Up to 8 ports. Kempower Power Unit supplies DC power to various distributed dispenser ouputs including but not limited to the Kempower Satellite (offers single or dual port configurations), the Kempower Liquid Cooled Satellite, etc.. Details about qualifications relevant to each variant is detailed in the corresponding notes section.
[14 empty] | Kempower | C501### | C-Series | DC | 200 | 2 | 1-4 power modules supporting max output range of 50-200kW
[14 empty] | Kempower | C502### | C-Series | DC | 350 | -1 | 1-7 power modules supporting max output range of 50-350kW
[14 empty] | Kempower | C503### | C-Series | DC | 350 | -1 | 1-7 power modules supporting max output range of 50-350kW
[14 empty] | Kempower | C801### | C-Series | DC | 200 | -1 | 1-4 power modules supporting max output range of 50-200kW
[14 empty] | Kempower | C802### | C-Series | DC | 350 | -1 | 1-7 power modules supporting max output range of 50-350kW
[14 empty] | Kempower | C803### | C-Series | DC | 350 | -1 | 1-7 power modules supporting max output range of 50-350kW
[14 empty] | Lincoln Electric | Velion 150 | Velion | DC | 150 | -1 | Single port.
[14 empty] | Loop Global | EVS-FLASH-300-D01 | Infinity Flash (with screen) | DC | 300 | 2 | Dual port with screen. Power cabinet required: EVS-FLASH- 360-PC01
[14 empty] | Loop Global | EVS-FLASH-300-D01-150 | Infinity Flash (with screen)(derated) | DC | 150 | 2 | 150kW max per port
[14 empty] | Loop Global | EVS-FLASH-300-D02 | Infinity Flash (without screen) | DC | 300 | 2 | Dual port without screen. Power cabinet required: EVS-FLASH- 360-PC01
[14 empty] | Loop Global | EVS-FLASH-300-D02-150 | Infinity Flash (without screen)(derated) | DC | 150 | 2 | 150kW max per port
[14 empty] | Lynkwell | LW141-DC480/480-SA-CC18 | LW141-DC480/480-SA-CC18 | DC | 480 | -1 | Dual port. 2x CCS1 connector
[14 empty] | Lynkwell | LW141-DC480/480-SA-CN-18 | LW141-DC480/480-SA-CN-18 | DC | 480 | -1 | Dual port. 1x CCS1 connector, 1x NACS/J3400 connector
[14 empty] | Lynkwell | LW141-DC480/400-SA-CC18 | LW141-DC480/400-SA-CC18 | DC | 400 | -1 | Dual port. 2x CCS1 connector
[14 empty] | Lynkwell | LW141-DC480/400-SA-CN18 | LW141-DC480/400-SA-CN18 | DC | 400 | -1 | Dual port. 1x CCS1 connector, 1x NACS/J3400 connector
[14 empty] | Lynkwell | LW141-DC480/320-SA-CC18 | LW141-DC480/320-SA-CC18 | DC | 320 | -1 | Dual port. 2x CCS1 connector
[14 empty] | Lynkwell | LW141-DC480/320-SA-CN18 | LW141-DC480/320-SA-CN18 | DC | 320 | -1 | Dual port. 1x CCS1 connector, 1x NACS/J3400 connector
[14 empty] | Lynkwell | LW141-DC100 | LW141-DC100 | DC | 100 | -1 | Single or dual port
[14 empty] | Lynkwell | LW141-DC120 | LW141-DC120 | DC | 120 | -1 | Single or dual port
[14 empty] | Lynkwell | LW141-DC140 | LW141-DC140 | DC | 140 | -1 | Single or dual port
[14 empty] | Lynkwell | LW141-DC160 | LW141-DC160 | DC | 160 | -1 | Single or dual port
[14 empty] | Lynkwell | LW141-DC180 | LW141-DC180 | DC | 180 | -1 | Single or dual port
[14 empty] | Lynkwell | LW141-DC200 | LW141-DC200 | DC | 200 | -1 | Single or dual port
[14 empty] | Lynkwell | LW141-DC220 | LW141-DC220 | DC | 220 | -1 | Single or dual port
[14 empty] | Lynkwell | LW141-DC240 | LW141-DC240 | DC | 240 | -1 | Single or dual port
[14 empty] | Lynkwell | LW141-DC60 | LW141-DC60 | DC | 60 | -1 | Single or dual port
[14 empty] | Lynkwell | LW141-DC640 | LW141-DC640 | DC | 640 | -1 | The DC HiPower has a power cabinet with dispenser set up. It comes in 320, 480, or 640kW options and can be purchased with 2, 4, 6, or 8 ports depending on the number of dispensers.
[14 empty] | Lynkwell | LW141-DC80 | LW141-DC80 | DC | 80 | -1 | Single or dual port
[14 empty] | Lynkwell | LW301-DC-180 | LW301-DC-180 | DC | 180 | -1 | 0
[14 empty] | Lynkwell | LW301-DC240 | LW301-DC240 | DC | 240 | -1 | OCA Full and Security certificates under software version 1.2009.0 (alternate company name on OCA cert - Wanbang Digital Energy Co., Ltd.)
[14 empty] | Lynkwell | LW301-DC320 | LW301-DC320 | DC | 320 | -1 | Dual port.
[14 empty] | Lynkwell | LW401-DC600 | LW401-DC600 | DC | 600 | -1 | This is distributed system that can connect up to two 400kW dispensers(Model no: DP400K-xx-PS-yy) ## : Varaiable based on any other options xx : Variable based on connector type(CCS1, NACS) yy : variable based on any other options
[14 empty] | Nidec | EVDIS-L120DAWM010 | DirectPowerPS Tower 120 Flagship | DC | 120 | 2 | 120kW all-in-one charger with 2 connectors, advertising display, and payment terminal. Alternate designations: DirectPowerPS 120 Flagship, DirectPowerPS 120
[14 empty] | Nidec | EVDIS-L120DFW00041 | DirectPowerPS Tower 120 Fleet | DC | 120 | 2 | 120kW all-in-one charger with 2 connectors. Alternate designations: DirectPowerPS 120 Fleet, DirectPowerPS 120
[14 empty] | Nidec | EVDIS-L180DAWM010 | DirectPowerPS Tower 180 Flagship | DC | 180 | 2 | 180kW all-in-one charger with 2 connectors, advertising display, and payment terminal. Alternate designations: DirectPowerPS 180 Flagship, DirectPowerPS 180
[14 empty] | Nidec | EVDIS-L180DFW00041 | DirectPowerPS Tower 180 Fleet | DC | 180 | 2 | 180kW all-in-one charger with 2 connectors. Alternate designations: DirectPowerPS 180 Fleet, DirectPowerPS 180
[14 empty] | Nidec | EVDIS-L240DAWM000 | DirectPowerPS Tower 240 Flagship | DC | 240 | 2 | 240kW all-in-one charger with 2 connectors, advertising display, and payment terminal. Alternate designations: DirectPowerPS 240 Flagship, DirectPowerPS 240
[14 empty] | Nidec | EVDIS-L240DFW00031 | DirectPowerPS Tower 240 Fleet | DC | 240 | 2 | 240kW all-in-one charger with 2 connectors. Alternate designations: DirectPowerPS 240 Fleet, DirectPowerPS 240
[14 empty] | Nidec | EVDIS-L300DAWM000 | DirectPowerPS Tower 300 Flagship | DC | 300 | 2 | 300kW all-in-one charger with 2 connectors, advertising display, and payment terminal. Alternate designations: DirectPowerPS 300 Flagship, DirectPowerPS 300
[14 empty] | Nidec | EVDIS-L300DFW00031 | DirectPowerPS Tower 300 Fleet | DC | 300 | 2 | 300kW all-in-one charger with 2 connectors. Alternate designations: DirectPowerPS 300 Fleet, DirectPowerPS 300
[14 empty] | Nidec | EVDIS-L360DAWM000 | DirectPowerPS Tower 360 Flagship | DC | 360 | 2 | 360kW all-in-one charger with 2 connectors, advertising display, and payment terminal. Alternate designations: DirectPowerPS 360 Flagship, DirectPowerPS 360
[14 empty] | Nidec | EVDIS-L360DFW00031 | DirectPowerPS Tower 360 Fleet | DC | 360 | 2 | 360kW all-in-one charger with 2 connectors. Alternate designations: DirectPowerPS 360 Fleet, DirectPowerPS 360
[14 empty] | Noodoe | DC060PHCSX13480SUS1 | 0 | DC | 60 | -1 | 1x CCS1 connector 1x CHAdeMO connector
[14 empty] | Noodoe | DC060PHSSX13480SUS1 | 0 | DC | 60 | -1 | 2x CCS1 connector
[14 empty] | Noodoe | DC090PHCSX13480SUS1 | 0 | DC | 90 | -1 | 1x CCS1 connector 1x CHAdeMO connector
[14 empty] | Noodoe | DC090PHSSX13480SUS1 | 0 | DC | 90 | -1 | 2x CCS1 connector
[14 empty] | Noodoe | DC120PHCSX13480SUS1 | 0 | DC | 120 | -1 | 1x CCS1 connector 1x CHAdeMO connector
[14 empty] | Noodoe | DC120PHSSX13480SUS1 | 0 | DC | 120 | -1 | 2x CCS1 connector
[14 empty] | Noodoe | DC150PHCSX13480SUS1 | 0 | DC | 150 | -1 | 1x CCS1 connector 1x CHAdeMO connector
[14 empty] | Noodoe | DC150PHSSX13480SUS1 | 0 | DC | 150 | -1 | 2x CCS1 connector
[14 empty] | Noodoe | DC180PHCSX13480SUS1 | 0 | DC | 180 | -1 | 1x CCS1 connector 1x CHAdeMO connector
[14 empty] | Noodoe | DC180PHSSX13480SUS1 | 0 | DC | 180 | -1 | 2x CCS1 connector
[14 empty] | Nuvve | DC RES-HD125-V2G (RES-HD125-V2G) | DC Rapid HD Charging Station 125kW | DC V2G | 125 | -1 | Power Cabinet, Rhombus: RES-DCVC125-480-V2G (RES-HD125-V2G), Firmware 603/0A16, Checksum A6AB Approved dispensers are RES-D2-CS20-V2G (RES-HD125-V2G), 1x CCS1 connector
[14 empty] | Nuvve | DC RES-HD60-V2G (RES-HD60-V2G) | DC Rapid HD Charging Station 60kW | DC V2G | 60 | -1 | Power Cabinet, Rhombus: RES-DCVC60-480-V2G (RES-HD60-V2G), Firmware 603/0A16, Checksum 0A16 Approved dispensers are RES-D2-CS20-V2G (RES-HD125-V2G), 1x CCS1 connector
[14 empty] | Nuvve | JT-30DC-V1G, JT-30DC-V1G-BA | EVSE Nuvve DC 30kW Smart Charging Station (CCS1, uni-directional, wall-mount) | DC | 30 | -1 | Single port.
[14 empty] | Nuvve | TP-120DC-V1G-H1-C, TP-120DC-V1G-H1-N, TP-120DC-V1G-H2-CC, TP-120DC-V1G-H2-NN, TP-120DC-V1G-H2-NC, TP-120DC-V1G-H1-C-BA, TP-120DC-V1G-H1-N-BA, TP-120DC-V1G-H2-CC-BA, TP-120DC-V1G-H2-NN-BA, TP-120DC-V1G-H2-NC-BA | EVSE Nuvve DCFC 120kW Smart Charging Station (Single or Dual Port, CCS1 or NACS, Power Sharing, non-BABA or BABA) | DC | 120 | -1 | Dual port. Can be configured with: 2x CCS, 2x NACS, 2x CHAdeMO, 1x CCS + 1x NACS, 1x CCS + 1x CHAdeMO
[14 empty] | Nuvve | TP-160DC-V1G-H1-C, TP-160DC-V1G-H1-N, TP-160DC-V1G-H2-CC, TP-160DC-V1G-H2-NN, TP-160DC-V1G-H2-NC, TP-160DC-V1G-H1-C-BA, TP-160DC-V1G-H1-N-BA, TP-160DC-V1G-H2-CC-BA, TP-160DC-V1G-H2-NN-BA, TP-160DC-V1G-H2-NC-BA | EVSE Nuvve DCFC 160kW Smart Charging Station (Single or Dual Port, CCS1 or NACS, Power Sharing, non-BABA or BABA) | DC | 160 | -1 | Dual port. Can be configured with: 2x CCS, 2x NACS, 2x CHAdeMO, 1x CCS + 1x NACS, 1x CCS + 1x CHAdeMO
[14 empty] | Nuvve | TP-180DC-V1G-H1-C, TP-180DC-V1G-H1-N, TP-180DC-V1G-H2-CC, TP-180DC-V1G-H2-NN, TP-180DC-V1G-H2-NC, TP-180DC-V1G-H1-C-BA, TP-180DC-V1G-H1-N-BA, TP-180DC-V1G-H2-CC-BA, TP-180DC-V1G-H2-NN-BA, TP-180DC-V1G-H2-NC-BA | EVSE Nuvve DCFC 180kW Smart Charging Station (Single or Dual Port, CCS1 or NACS, Power Sharing, non-BABA or BABA) | DC | 180 | -1 | Dual port. Can be configured with: 2x CCS, 2x NACS, 2x CHAdeMO, 1x CCS + 1x NACS, 1x CCS + 1x CHAdeMO
[14 empty] | Nuvve | TP-200DC-V1G-H2-CC | TP-200DC-V1G(-####) | DC | 200 | -1 | Dual Port, either 2x CCS or 1x CCS + 1x CHAdeMO
[14 empty] | Nuvve | TP-20DC-V2G-H1-C, TP-20DC-V2G-H1-N, TP-20DC-V2G-H1-C-BA, TP-20DC-V2G-H1-N-BA | EVSE Nuvve DC 20kW V2G Station (Single Port, CCS1 or NACS, non-BABA or BABA) | DC V2G | 20 | -1 | Bidirectional charger
[14 empty] | Nuvve | TP-240DC-V1G-H2-CC | TP-240DC-V1G(-####) | DC | 240 | -1 | Dual Port, either 2x CCS or 1x CCS + 1x CHAdeMO
[14 empty] | Nuvve | TP-300HPDC-V1G-H1-C, TP-300HPDC-V1G-H1-N, TP-300HPDC-V1G-H2-CC, TP-300HPDC-V1G-H2-NN, TP-300HPDC-V1G-H2-NC, TP-300HPDC-V1G-H1-C-BA, TP-300HPDC-V1G-H1-N-BA, TP-300HPDC-V1G-H2-CC-BA, TP-300HPDC-V1G-H2-NN-BA, TP-300HPDC-V1G-H2-NC-BA | EVSE Nuvve DCFC 300kW Smart Charging Station (Single or Dual Port, CCS1 or NACS, Power Sharing, non-BABA or BABA) | DC | 300 | -1 | Dual Port, either 2x CCS or 1x CCS + 1x CHAdeMO
[14 empty] | Nuvve | TP-30DC-V1G-H1-C, TP-30DC-V1G-H1-N, TP-30DC-V1G-H1-C-BA, TP-30DC-V1G-H1-N-BA | EVSE Nuvve DCFC 30kW Smart Charging Station (Single Port, CCS1 or NACS, non-BABA or BABA) | DC | 30 | -1 | Dual port. Can be configured with: 2x CCS, 2x NACS, 2x CHAdeMO, 1x CCS + 1x NACS, 1x CCS + 1x CHAdeMO
[14 empty] | Nuvve | TP-30DC-V2G-H1-C | TP-30DC-V1G(-####) | DC V2G | 30 | -1 | Bidirectional charger
[14 empty] | Nuvve | TP-360HPDC-V1G-H1-C, TP-360HPDC-V1G-H1-N, TP-360HPDC-V1G-H2-CC, TP-360HPDC-V1G-H2-NN, TP-360HPDC-V1G-H2-NC, TP-360HPDC-V1G-H1-C-BA, TP-360HPDC-V1G-H1-N-BA, TP-360HPDC-V1G-H2-CC-BA, TP-360HPDC-V1G-H2-NN-BA, TP-360HPDC-V1G-H2-NC-BA | EVSE Nuvve DCFC 360kW Smart Charging Station (Single or Dual Port, CCS1 or NACS, Power Sharing, non-BABA or BABA) | DC | 360 | -1 | Dual Port, either 2x CCS or 1x CCS + 1x CHAdeMO
[14 empty] | Nuvve | TP-40DC-V2G-H1-C, TP-40DC-V2G-H1-N, TP-40DC-V2G-H1-C-BA, TP-40DC-V2G-H1-N-BA | EVSE Nuvve DC 40kW V2G Station (Single Port, CCS1 or NACS, non-BABA or BABA) | DC V2G | 40 | -1 | Bidirectional charger
[14 empty] | Nuvve | TP-60DC-V1G-H1-C, TP-60DC-V1G-H1-N, TP-60DC-V1G-H2-CC, TP-60DC-V1G-H2-NN, TP-60DC-V1G-H2-NC, TP-60DC-V1G-H1-C-BA, TP-60DC-V1G-H1-N-BA, TP-60DC-V1G-H2-CC-BA, TP-60DC-V1G-H2-NN-BA, TP-60DC-V1G-H2-NC-BA | EVSE Nuvve DCFC 60kW Smart Charging Station (Single or Dual Port, CCS1 or NACS, non-BABA or BABA) | DC | 60 | -1 | Dual port. Can be configured with: 2x CCS, 2x NACS, 2x CHAdeMO, 1x CCS + 1x NACS, 1x CCS + 1x CHAdeMO
[14 empty] | Nuvve | TP-60DC-V2G-H1-C, TP-60DC-V2G-H1-N, TP-60DC-V2G-H1-C-BA, TP-60DC-V2G-H1-N-BA | EVSE Nuvve DC 60kW V2G Station (Single Port, CCS1 or NACS, non-BABA or BABA) | DC V2G | 60 | -1 | Bidirectional charger
[14 empty] | Power Electronics | NB0600U | 0 | DC | 60 | 2 | 1x CCS1 connector or 1x CHAdeMO connector
[14 empty] | Power Electronics | NB060SU | 0 | DC | 60 | 2 | 1x CCS1 connector or 1x CHAdeMO connector.
[14 empty] | Power Electronics | NB0900U | 0 | DC | 90 | 2 | 1x CCS1 connector or 1x CHAdeMO connector.
[14 empty] | Power Electronics | NB090SU | 0 | DC | 90 | 2 | 1x CCS1 connector or 1x CHAdeMO connector.
[14 empty] | Power Electronics | NB1200U | 0 | DC | 120 | 2 | 1x CCS1 connector or 1x CHAdeMO connector.
[14 empty] | Power Electronics | NB120SU | 0 | DC | 120 | 2 | 1x CCS1 connector or 1x CHAdeMO connector.
[14 empty] | Power Electronics | NB1500U | 0 | DC | 150 | 2 | 1x CCS1 connector or 1x CHAdeMO connector.
[14 empty] | Power Electronics | NB150SU | 0 | DC | 150 | 2 | 1x CCS1 connector or 1x CHAdeMO connector.
[14 empty] | Power Electronics | NB1800U | 0 | DC | 180 | 2 | 1x CCS1 connector or 1x CHAdeMO connector.
[14 empty] | Power Electronics | NB180SU | 0 | DC | 180 | 2 | 1x CCS1 connector or 1x CHAdeMO connector.
[14 empty] | Power Electronics | NB2100U | 0 | DC | 210 | 2 | 1x CCS1 connector or 1x CHAdeMO connector.
[14 empty] | Power Electronics | NB210SU | 0 | DC | 210 | 2 | 1x CCS1 connector or 1x CHAdeMO connector.
[14 empty] | Power Electronics | NB2400U | 0 | DC | 240 | 2 | 1x CCS1 connector or 1x CHAdeMO connector.
[14 empty] | Power Electronics | NB240SU | 0 | DC | 240 | 2 | 1x CCS1 connector or 1x CHAdeMO connector.
[14 empty] | Power Electronics | NB240U | NB400 | DC | 240 | 2 | Dual port.
[14 empty] | Power Electronics | NB320U | NB400 | DC | 320 | -1 | Dual port.
[14 empty] | Power Electronics | NB400U | NB400 | DC | 400 | -1 | Dual port.
[14 empty] | Power Electronics | NBi0600U | 0 | DC | 60 | -1 | Power Cabinet. Vetted dispensers are NBDI2000U,NBDI3000U. 1x CCS1 connector or 1x CHAdeMO connector.
[14 empty] | Power Electronics | NBi060SU | 0 | DC | 60 | -1 | Power Cabinet. Vetted dispensers are NBDI2000U,NBDI3000U. 1x CCS1 connector or 1x CHAdeMO connector.
[14 empty] | Power Electronics | NBi0900U | 0 | DC | 90 | -1 | Power Cabinet. Vetted dispensers are NBDI2000U,NBDI3000U. 1x CCS1 connector or 1x CHAdeMO connector.
[14 empty] | Power Electronics | NBi090SU | 0 | DC | 90 | -1 | Power Cabinet. Vetted dispensers are NBDI2000U,NBDI3000U. 1x CCS1 connector or 1x CHAdeMO connector.
[14 empty] | Power Electronics | NBi1200U | 0 | DC | 120 | -1 | Power Cabinet. Vetted dispensers are NBDI2000U,NBDI3000U. 1x CCS1 connector or 1x CHAdeMO connector.
[14 empty] | Power Electronics | NBi120SU | 0 | DC | 120 | -1 | Power Cabinet. Vetted dispensers are NBDI2000U,NBDI3000U. 1x CCS1 connector or 1x CHAdeMO connector.
[14 empty] | Power Electronics | NBi1500U | 0 | DC | 150 | -1 | Power Cabinet. Vetted dispenser is NBDI2000U,NBDI3000U. Available with 1 or 2 CCS1 or CHAdeMo connectors.
[14 empty] | Power Electronics | NBi150SU | 0 | DC | 150 | -1 | Power Cabinet. Vetted dispenser is NBDI2000U,NBDI3000U. Available with 1 or 2 CCS1 or CHAdeMo connectors.
[14 empty] | Power Electronics | NBi1800U | 0 | DC | 180 | -1 | Power Cabinet. Vetted dispenser is NBDI2000U,NBDI3000U. Available with 1 or 2 CCS1 or CHAdeMo connectors.
[14 empty] | Power Electronics | NBi180SU | 0 | DC | 180 | -1 | Power Cabinet. Vetted dispenser is NBDI2000U,NBDI3000U. Available with 1 or 2 CCS1 or CHAdeMo connectors.
[14 empty] | Power Electronics | NBSK084000U | 0 | DC | 840 | -1 | Power Cabinet. Vetted dispenser is NBDI2000U,NBDI3000U. Available with 1 or 2 CCS1 or CHAdeMo connectors.
[14 empty] | Power Electronics | NBSK08400SU | 0 | DC | 840 | -1 | Power Cabinet. Vetted dispenser is NBDI2000U,NBDI3000U. Available with 1 or 2 CCS1 or CHAdeMo connectors.
[14 empty] | Power Electronics | NBSK108000U | 0 | DC | 1080 | -1 | Power Cabinet. Vetted dispenser is NBDI2000U,NBDI3000U. Available with 1 or 2 CCS1 or CHAdeMo connectors.
[14 empty] | Power Electronics | NBSK10800SU | 0 | DC | 1080 | -1 | Power Cabinet. Vetted dispenser is NBDI2000U,NBDI3000U. Available with 1 or 2 CCS1 or CHAdeMo connectors.
[14 empty] | Power Electronics | NBSK120000U | 0 | DC | 1200 | -1 | Power Cabinet. Vetted dispenser is NBDI2000U,NBDI3000U. Available with 1 or 2 CCS1 or CHAdeMo connectors.
[14 empty] | Power Electronics | NBSK12000SU | 0 | DC | 1200 | -1 | Power Cabinet. Vetted dispenser is NBDI2000U,NBDI3000U. Available with 1 or 2 CCS1 or CHAdeMo connectors.
[14 empty] | Power Electronics | NBSK132000U | 0 | DC | 1320 | -1 | Power Cabinet. Vetted dispenser is NBDI2000U,NBDI3000U. Available with 1 or 2 CCS1 or CHAdeMo connectors.
[14 empty] | Power Electronics | NBSK13200SU | 0 | DC | 1320 | -1 | Power Cabinet. Vetted dispenser is NBDI2000U,NBDI3000U. Available with 1 or 2 CCS1 or CHAdeMo connectors.
[14 empty] | Power Electronics | NBSK144000U | 0 | DC | 1440 | -1 | Power Cabinet. Vetted dispenser is NBDI2000U,NBDI3000U. Available with 1 or 2 CCS1 or CHAdeMo connectors.
[14 empty] | Power Electronics | NBSK14400SU | 0 | DC | 1440 | -1 | Power Cabinet. Vetted dispenser is NBDI2000U,NBDI3000U. Available with 1 or 2 CCS1 or CHAdeMo connectors.
[14 empty] | PowerPump | DC120 | Level 3 DC Charging Station 120kW | DC | 120 | -1 | SAE J1772, Standalone network capability
[14 empty] | PowerPump | DC150 | Level 3 DC Charging Station 150kW | DC | 150 | -1 | SAE J1772, Standalone network capability
[14 empty] | PowerPump | DC180 | Level 3 DC Charging Station 1280kW | DC | 180 | -1 | SAE J1772, Standalone network capability
[14 empty] | PowerPump | DC60 | Level 3 DC Charging Station 60kW | DC | 60 | -1 | SAE J1772, Standalone network capability
[14 empty] | Siemens | P3REC100003605 | SiCHARGE UC150 | DC | 150 | -1 | 1x CCS1 connector. Vetted dispensers are P3REC100003604 and P3REC100003615
[14 empty] | Siemens | SICHARGE UC150 P3REC100003602 (8EM40012AA101AA2) | SiCHARGE UC150 | DC | 150 | -1 | 1x CCS1 connector. Vetted dispensers are P3REC100003604 and P3REC100003615
[14 empty] | Sinexcel | SEC1000/160Y-H-U； SEC1000/160Y-T-U； SEC1000/160Y-HH-U； SEC1000/160Y-TT-U； SEC1000/160Y-HT-U； SEC1000/120Y-H-U； SEC1000/120Y-T-U； SEC1000/120Y-HH-U； SEC1000/120Y-TT-U； SEC1000/120Y-HT-U； SEC1000/60Y-C-U； SEC1000/60Y-S-U； SEC1000/60Y-CC-U； SEC1000/60Y-SS-U； SEC1000/60Y-SC-U； | SEC160 | DC | 160 | 2 | Output range:200V-1000V efficiency:Up to 96% Full certification User-friendly ADA Multiple payment methods Support for customization PLUG& CHARGE Hardware 15118-Ready Can Output 350A CCS1 boost 500A NACS boost 400A
[14 empty] | Sinexcel | SEC1000/240Y-H-U SEC1000/240Y-HH-U SEC1000/240Y-HJ-U SEC1000/240Y-T-U SEC1000/240Y-HT-U SEC1000/240Y-TJ-U SEC1000/240Y-TT-U | SEC 240 | DC | 240 | 2 | Output range:200V-1000V efficiency:Up to 96% Full certification User-friendly ADA Multiple payment methods Support for customization PLUG& CHARGE Hardware 15118-Ready Can Output 350A CCS1 boost 500A NACS boost 400A
[14 empty] | Sinexcel | SEC1000/360F-N-U SEC1000/480F-N-U SEC1000/200U-C-U SEC1000/200U-CC-U SEC1000/200U-CJ-U SEC1000/300U-H-U SEC1000/300U-HH-U SEC1000/300U-HC-U SEC1000/300U-HJ-U SEC1000/500U-F-U SEC1000/500U-FH-U SEC1000/500U-FC-U SEC1000/500U-FJ-U SEC1000/300U-T-U SEC1000/300U-TJ-U SEC1000/300U-HT-U SEC1000/300U-TT-U SEC1000/300U-TC-U SEC1000/500U-FT-U | SEC 480 | DC | 480 | 2 | Output range:200V-1000V efficiency:Up to 96% Full certification User-friendly ADA Multiple payment methods Support for customization PLUG& CHARGE Hardware 15118-Ready Air cooling output 350A Liquid cooling sustained maximum output 500A
[14 empty] | SK Signet | CD40*# / CP60*# | V2 VE 600kW Distributed system | DC | 400 | -1 | Two dispensers type or four dispensers type. CCS1 and NACS connectors are supported. "*#" in the end of model number identifies any changes including hardware, option, certifications, and etc.
[14 empty] | SK Signet | FC200K-##-## | V2 200kW AIO system | DC | 200 | -1 | "xx" in the model number identifies connector type. "B2": Dual CCS1 connector "BH": CCS1 and NACS connector
[14 empty] | SK Signet | PC600K-PS-## | PC600K-PS-## | DC | 600 | -1 | This is distributed system that can connect up to two 400kW dispensers(Model no: DP400K-xx-PS-yy) ## : Varaiable based on any other options xx : Variable based on connector type(CCS1, NACS) yy : variable based on any other options
[14 empty] | StarCharge | DC3200AN147XYZ/ DC2800AN147XYZ/ DC2400AN147XYZ/ DC1800AN147XYZ/ DC1500AN147XYZ/ DC1200AN147XYZ | Titan 320kW | DC | 320 | 2 | Dual port.
[14 empty] | StarCharge | Neptune 240kW | Neptune 240kW | DC | 240 | -1 | OCA Full and Security certificates under software version 1.2009.0 (alternate company name on OCA cert - Wanbang Digital Energy Co., Ltd.)
[14 empty] | StarCharge | Titan 180kW | Titan 180kW | DC | 180 | -1 | 0
[14 empty] | TECO-Westinghouse | DOWU362 | Nexe VersaCharge 120kW | DC | 360 | -1 | Power Cabinet. 1x CCS1 connector or 1x CHAdeMO connector. Vetted dispensers are DDWU362T0TE2PN- RW DDWU362T0TE2N7-RW, DDWU362V00E2N7-RW DDWU362U0UE2PN-RW, DDWU362U0UE2N7-RW, DDWU362K0TE2PN-RW, DDWU362K0TE2N7-RW, DDWU362K0UE2PN-RW, DDWU362K0UE2N7-RW, DDWU362G00E2PN-RW, DDWU362G00E2N7-RW, DDWU362K00E2PN-RW, DDWU362K00E2N7-RW, DDWU362U00E2PN-RW, DDWU362U00E2N7-RW, DDWU362T00E2PN-RW, DDWU362T00E2N7-RW, DDWU362V0UE2PN-RW, DDWU362V0UE2N7-RW, DDWU362V0KE2PN-RW, DDWU362V0KE2N7-RW, DDWU362V0TE2PN-RW, DDWU362V0TE2N7-RW, DDWU362V00E2PN-RW.
[14 empty] | TECO-Westinghouse | DSWU122 | Nexe VersaCharge 180kW | DC | 120 | -1 | 1x CCS1 connector 1x CHAdeMO connector
[14 empty] | TECO-Westinghouse | DSWU182 | Nexe VersaCharge 60kW | DC | 180 | -1 | 1x CCS1 connector 1x CHAdeMO connector
[14 empty] | TECO-Westinghouse | DSWU601 | Nexe VersaCharge 90kW | DC | 60 | -1 | 1x CCS1 connector 1x CHAdeMO connector
[14 empty] | TECO-Westinghouse | DSWU901 | 0 | DC | 90 | -1 | 1x CCS1 connector 1x CHAdeMO connector
[14 empty] | TECO-Westinghouse | DWWU301/ DW30 | 0 | DC | 30 | -1 | 1x CCS1 connector 1x CHAdeMO connector
[14 empty] | Tellus Power | TP-EVPD-120kW (TP5-120-480) | 0 | DC | 120 | 2 | Dual Port ; either 2 x CCS or 1x CCS + 1x CHAdeMO or or 1x CCS + 1x NACS or 2 x NACS
[14 empty] | Tellus Power | TP-EVPD-160kW (TP5-160-480) | 0 | DC | 160 | 2 | Dual Port ; either 2 x CCS or 1x CCS + 1x CHAdeMO or or 1x CCS + 1x NACS or 2 x NACS
[14 empty] | Tellus Power | TP-EVPD-180kW (TP5-180-480) | 0 | DC | 180 | 2 | Dual Port ; either 2 x CCS or 1x CCS + 1x CHAdeMO or or 1x CCS + 1x NACS or 2 x NACS
[14 empty] | Tellus Power | TP-EVPD-200kW (TP5-200-480) | 0 | DC | 200 | 2 | Dual Port ; either 2 x CCS or 1x CCS + 1x CHAdeMO or or 1x CCS + 1x NACS or 2 x NACS
[14 empty] | Tellus Power | TP-EVPD-240kW (TP5-240-480) | 0 | DC | 240 | 2 | Dual Port ; either 2 x CCS or 1x CCS + 1x CHAdeMO or or 1x CCS + 1x NACS or 2 x NACS
[14 empty] | Tellus Power | TP-EVPD-300kW (TP5-300-480) | 0 | DC | 300 | 2 | Dual Port ; either 2 x CCS or 1x CCS + 1x CHAdeMO or or 1x CCS + 1x NACS or 2 x NACS
[14 empty] | Tellus Power | TP-EVPD-30kW (TP5-30-480) | 0 | DC | 30 | 2 | Single Port ; CCS1 or CHAdeMO or NACS
[14 empty] | Tellus Power | TP-EVPD-360kW (TP5-360-480) | 0 | DC | 360 | 2 | Dual Port ; either 2 x CCS or 1x CCS + 1x CHAdeMO or or 1x CCS + 1x NACS or 2 x NACS
[14 empty] | Tellus Power | TP-EVPD-60kW (TP5-60-480) | 0 | DC | 60 | 2 | Dual Port ; either 2 x CCS or 1x CCS + 1x CHAdeMO or or 1x CCS + 1x NACS or 2 x NACS
[14 empty] | Tellus Power | TP-V2G-20-480 | 0 | DC V2G | 20 | -1 | Bidirectional charger
[14 empty] | Tellus Power | TP-V2G-30-480 | 0 | DC V2G | 30 | -1 | Bidirectional charger
[14 empty] | Tellus Power | TP-V2G-40-480 | 0 | DC V2G | 40 | -1 | Bidirectional charger
[14 empty] | Tellus Power | TP-V2G-60-480 | 0 | DC V2G | 60 | -1 | Bidirectional charger
[14 empty] | Tritium | PKM150 | 0 | DC | 150 | -1 | Charging station is DC-fed
[14 empty] | Tritium | TRI-153-RTM-02-025-#### | RTM 25 | DC | 25 | 2 | 1x CCS1 connector 1x CHAdeMO connector
[14 empty] | Tritium | TRI-153-RTM-02-050-#### | RTM 50 | DC | 50 | 2 | 1x CCS1 connector 1x CHAdeMO connector
[14 empty] | Tritium | TRI-153-RTM-02-075-#### | RTM 75 | DC | 75 | 2 | 1x CCS1 connector 1x CHAdeMO connector
[14 empty] | Tritium | Veefil RT 175-S | 0 | DC | 175 | -1 | 1x CCS1 connector 1x CHAdeMO connector
[14 empty] | Tritium | Veefil RT 50 | 0 | DC | 50 | -1 | 1x CCS1 connector 1x CHAdeMO connector
[14 empty] | TurnOnGreen | FSP1200/CPEVDC-120KW-# | FSP1200 | DC | 120 | -1 | Single Port, CCS connector
[14 empty] | TurnOnGreen | FSP300/CPEVDC-30KW-# | FSP300 | DC | 30 | -1 | Single Port, CCS connector
[14 empty] | TurnOnGreen | FSP600/CPEVDC-60KW-# | FSP600 | DC | 60 | -1 | Single Port, CCS connector
[14 empty] | XCharge | C6AM150XX | C6AM150XX | DC | 150 | 2 | Standalone DCFC, no HPC needed, runs off its own power
[14 empty] | XCharge | C6AM200XX | C6AM200XX | DC | 200 | 2 | Dual port.
[14 empty] | XCharge | C6AM200XX (125kW) | C6AM200XX (125kW) | DC | 125 | 2 | Runs on 208 3P power, standalone DCFC
[14 empty] | XCharge | C6AM90XX | C6AM90XX | DC | 95 | 2 | Runs on 208 3P power, standalone DCFC
[14 empty] | Xcharge | C7AM-240-CC / C7AM-240-LQ- CC | C7AM | DC | 240 | -1 | Dual port DCFC (up to 400kW), available with both CCS1 and NACS (liquid or air cooled cable)
[14 empty] | Xcharge | C7AM-280-CC / C7AM-280-LQ-CC | C7AM | DC | 280 | -1 | Dual port DCFC (up to 400kW), available with both CCS1 and NACS (liquid or air cooled cable)
[14 empty] | Xcharge | C7AM-320-CC / C7AM-320-LQ-CC | C7AM | DC | 320 | -1 | Dual port DCFC (up to 400kW), available with both CCS1 and NACS (liquid or air cooled cable)
[14 empty] | Xcharge | C7AM-360-CC / C7AM-360-LQ-CC | C7AM | DC | 360 | -1 | Dual port DCFC (up to 400kW), available with both CCS1 and NACS (liquid or air cooled cable)
[14 empty] | Xcharge | C7AM-400-CC / C7AM-400-LQ-CC | C7AM | DC | 400 | -1 | Dual port DCFC (up to 400kW), available with both CCS1 and NACS (liquid or air cooled cable)
[14 empty] | XCharge | NZS/2215, NZS/430 | GridLink 01, GridLink 02 | DC | 194 | -1 | All-in-one battery-integrated storage system delivering dual-port DC fast charging up to 194 kW with CCS1 and NACS, requiring minimal grid power for flexible, high-performance deployment.
[14 empty] | Zerova | DD3.0/3.5 Dispenser: DDWU362/DDWA362 | DO/DD Series: DD3.0/3.5 Dispenser | DC | 360 | 2 | 0
[14 empty] | Zerova | DO360: DOWU362/DOWA362 | DO/DD Series: DO360 | DC | 360 | -1 | Power Cabinet. 1x CCS1 connector or 1x CHAdeMO connector. Vetted dispensers are DDWU362T0TE2PN- RW DDWU362T0TE2N7-RW, DDWU362V00E2N7-RW DDWU362U0UE2PN-RW, DDWU362U0UE2N7-RW, DDWU362K0TE2PN-RW, DDWU362K0TE2N7-RW, DDWU362K0UE2PN-RW, DDWU362K0UE2N7-RW, DDWU362G00E2PN-RW, DDWU362G00E2N7-RW, DDWU362K00E2PN-RW, DDWU362K00E2N7-RW, DDWU362U00E2PN-RW, DDWU362U00E2N7-RW, DDWU362T00E2PN-RW, DDWU362T00E2N7-RW, DDWU362V0UE2PN-RW, DDWU362V0UE2N7-RW, DDWU362V0KE2PN-RW, DDWU362V0KE2N7-RW, DDWU362V0TE2PN-RW, DDWU362V0TE2N7-RW, DDWU362V00E2PN-RW.
[14 empty] | Zerova | DQ480: DQWU482/DQWA482 | DQ Series: DQ480 | DC | 480 | 2 | Configurable to four or two cables
[14 empty] | Zerova | DQWA242 | DQ240 | DC | 240 | -1 | Configurable to four or two cables
[14 empty] | Zerova | DQWA360 | DQ360 | DC | 360 | -1 | Configurable to four or two cables
[14 empty] | Zerova | DS120: DSWU122/DSWA122 | DS Series: DS120 | DC | 120 | -1 | 1x CCS1 connector 1x CHAdeMO connector
[14 empty] | Zerova | DS150: DSWU152/DSWA152 | DS Series: DS150 | DC | 150 | -1 | 1x CCS1 connector 1x CHAdeMO connector
[14 empty] | Zerova | DS180: DSWU182/DSWA182 | DS Series: DS180 | DC | 180 | -1 | 1x CCS1 connector 1x CHAdeMO connector; OCA Full and Security certificates under software version V1.00
[14 empty] | Zerova | DS60: DSWU601/DSWA601/SF##601 | DS Series: DS60/SF60 | DC | 60 | 2 | 1x CCS1 connector 1x CHAdeMO connector
[14 empty] | Zerova | DS90: DSWU901/DSWA901 | DS Series: DS90 | DC | 90 | -1 | 1x CCS1 connector 1x CHAdeMO connector
[14 empty] | Zerova | DT240: DTWA240 | DT Series: DT240 | DC | 240 | -1 | Configurable to four or two cables
[14 empty] | Zerova | DW30: DWWU301/DWWA301 | DW Series: DW30 | DC | 30 | -1 | 1x CCS1 connector 1x CHAdeMO connector
[14 empty] | Zerova | DZ480: DZWU482/DEZWA482 | DZ Series: DZ480 | DC | 480 | -1 | Configurable to two, four, or six cables

## Seattle City Light (hidden)
Seattle City Light
Updated February 6, 2026
This EPRI Vetted Product List (VPL) includes qualified EVSE and EV charging networks that meet the requirements established by Seattle City Light Transportation Electrification (TE) Portfolio of programs. Applicants must reference the most recently published VPL on EPRI's website at (www.epri.com/vpl) for equipment and network eligibility at the time of incentive reservation application. These equipment requirements are established for projects that sign and submit a Seattle City Light TE Portfolio Participation Agreement after 10/1/2025. All customers pursuing incentive projects through the Seattle City Light TE Portfolio incentive programs must: 1. Select equipment from the respective program’s equipment (L2 or DCFC) VPL. If you do not see your preferred equipment, please encourage the manufacturer to fill out an application for product review on EPRI's website, to have their product listed. 2. Select a network service provider from the TE Portfolio’s Network Vetted Product List. If you do not see your preferred network service provider, please contact the Seattle City Light TE program team with the Network’s name and company website. We will follow up with the network on next steps to have them listed. All networks must sign a Data Sharing Agreement with Seattle City Light in addition to completing the EPRI vetting process in order to be added to the VPL. New eligible equipment and networks may be added to these lists regularly. EPRI’s Vetted Product Lists are updated on a rolling basis, approximately once per month. Seattle City Light TE Portfolio program participants must select equipment that is eligible at the date they sign their Participation Agreement and submit their program application. If the applicant must select a new equipment/ network provider after incentive reservation, they should submit a request for verification of the new equipment/ network to the program team. Seattle City Light is vendor agnostic and these EPRI Vetted Product Lists do not constitute and endorsement of any specific products or services.
For any questions, please reach out to the respective program of interest. Multifamily EV Charging Program: • MultifamilyEV@seattle.gov • www.seattle.gov/city-light/MultifamilyEV Fleet Electrification Program: • eFleets@seattle.gov • www.seattle.gov/city-light/eFleets Public EV Charging Program: • SCL_PublicCharging@seattle.gov
Scroll to the right to view all program EVSE + network VPLs.
Multifamily + Fleet L2 (Minimum 6.6kW) | [5 empty] | Fleet DC (Minimum 50kW) | [5 empty] | Public L2 (Minimum 6.6kW + Payment Options) | [5 empty] | Public (Minimum 100kW + Payment Options) | [5 empty] | Networks
Brand | Model | Model Name | Type | Max Power (kW) | Notes | Brand | Model | Model Name | Type | Max Power (kW) | Notes | Brand | Model | Model Name | Type | Max Power (kW) | Notes | Brand | Model | Model Name | Type | Max Power (kW) | Notes | Brand | Network | Date Vetted
ABB | 6AGC081291 | Terra AC Wallbox UL TAC-W19-P8-RD-MCD-0 | AC | 19.2 | 0 | ABB | A400 | A400 | DC | 400 | Dual port. | Autel | UF####101 | AC Ultra | AC | 19.2 | Single Port or Dual Port | Alpitronic | HYC400-1 | Hypercharger | DC | 100 | 1-4 Ports | AmpUp | AmpUp | 2025-10-22
ABB | 6AGC082553 | Terra AC Wallbox UL TAC-W9-P8-RD-MCD-0 | AC | 9.6 | 0 | ABB | C50S#NA### | C50 | DC | 50 | Dual port. | Blink | 780 | Series 7 ISO Single | AC | 19.2 | Single port. | Alpitronic | HYC400-2 | Hypercharger | DC | 200 | 1-4 Ports | Buzze Inc. | Buzze | 2025-10-20
ABB | 6AGC105902 | Terra AC Wallbox UL | AC | 9.6 | 0 | ABB | HVC 150-C | HVC-C | DC | 150 | The HVC150-C is a depot style charger that can have up to 3 CCS1 depot boxes charging sequentially. | Blink | 780 (40A) | Series 7 ISO (Enhanced) | AC | 9.6 | Dual Port, Standalone network capability | Alpitronic | HYC400-3 | Hypercharger | DC | 300 | 1-4 Ports | Detroit eFill | Detroit eFill Network | 2025-10-21
ABB | 6AGC105903 | Terra AC Wallbox UL | AC | 19.2 | 0 | ABB | HVC200-4D/2D | HVC-C | DC | 200 | Each power level can connect to a max of 4 Charging Interfaces (Ports). Each of which may be a CCS1 or Pantographs. NRTL certficate covers the pantograph for the product as well. | Blink | 780 (48A) | Series 7 ISO (Enhanced) | AC | 11.52 | Dual Port, Standalone network capability | Alpitronic | HYC400-4 | Hypercharger | DC | 400 | 1-4 Ports | DynaChrg | DynaChrg | 2025-12-02
ABB | 6AGC105904 | Terra AC Wallbox UL | AC | 19.2 | 0 | ABB | HVC300-4D/2D | HVC-C | DC | 300 | Each power level can connect to a max of 4 Charging Interfaces (Ports). Each of which may be a CCS1 or Pantographs. NRTL certficate covers the pantograph for the product as well. | Blink | 780 Series | Series 7 ISO Plus | AC | 19.2 | Dual Port, Standalone network capability | Autel | DC HiPower | DC HiPower | DC | 640 | The DC HiPower has a power cabinet with dispenser set up. It comes in 320, 480, or 640kW options and can be purchased with 2, 4, 6, or 8 ports depending on the number of dispensers. | Flipturn | Flipturn | 0
ABB | 6AGC105905 | Terra AC Wallbox UL | AC | 9.6 | 0 | ABB | HVC360-4D/2D | HVC-C | DC | 360 | Each power level can connect to a max of 4 Charging Interfaces (Ports). Each of which may be a CCS1 or Pantographs. NRTL certficate covers the pantograph for the product as well. | Blink | 880 (40A) | Series 8 ISO (Enhanced) | AC | 9.6 | Single or dual Port, Standalone network capability | Autel | MaxiCharger DH480 | MaxiCharger DH480 | DC | 480 | Dual or quad port. | PowerPump | PowerPump | 2025-10-01
ABM eMobility | AC19L | ABM AC19L | AC | 19 | Single Port, Standalone network capability | ABB | Terra 124 ### | Terra 124 ### | DC | 120 | Available with 1 or 2 CCS1, CCS2 or CHAdeMO connectors | Blink | 880 (48A) | Series 8 ISO (Enhanced) | AC | 11.52 | Dual Port, Standalone network capability | Autel | MaxiCharger DH400 | MaxiCharger DH400 | DC | 400 | Dual or quad port. | SWTCH Energy | SWTCH | 2025-10-21
ABM eMobility | AC19L Exceed | ABM AC19L Exceed | AC | 19 | Single Port, Standalone network capability | ABB | Terra 184 ### | Terra 184 ### | DC | 180 | Available with 1 or 2 CCS1, CCS2 or CHAdeMO connectors | Blink | 880 (80A) | Series 8 ISO Plus | AC | 19.2 | Dual Port, Standalone network capability | Autel | MaxiCharger DH360 | MaxiCharger DH360 | DC | 360 | Dual or quad port.
ABM eMobility | AC7L | ABM AC7L | AC | 7 | Single Port, Standalone network capability | ABB | Terra 54 | Terra 54 UL | DC | 50 | 1x CCS1 connector 1x CHAdeMO connector | Blink | IQW2-80U-M1-R2-N-25 (Advanced-LTE) Part Number 01-0207-LTE (IQ 200 Advanced) | IQ 200 Advanced | AC | 19.2 | Single Port | Autel | MaxiCharger DH300 | MaxiCharger DH300 | DC | 300 | Dual or quad port.
ABM eMobility | AC7LC | ABM AC7LC | AC | 7 | Single Port, Standalone network capability | ABB | Terra 54 HV | Terra 54HV UL | DC | 50 | 1x CCS1 or CCS2 connector | breezEV | EVC-L2-P80-18-AP# | P80 - 80AMP Level 2 Charger | AC | 19.2 | Single port. Last character denotes years of AmpUp Pro Software included | Autel | UF100A3001 | Maxicharger DC Fast 100kW | DC | 100 | Single or dual port
AISPEX Inc. | Gold-48 | Commercial L2 Charger | AC | 11.5 | 0 | ABB | Terra 94 ### | Terra 94 ### | DC | 90 | Available with 1 or 2 CCS1, CCS2 or CHAdeMO connectors | BTC Power | EVP-2001-32-# | L2W-32-240-##-### | AC | 7.68 | Single port. BTC Power Hardware is network/backend agnostic, but also provide our own basic network option if needed | Autel | UF120A3001 | Maxicharger DC Fast 120kW | DC | 120 | Single or dual port
ATG Electronics | ATG-C01-40A | Commercial EV Charger | AC | 9.6 | Single port | ABB | Terra HP 175 | Terra HP | DC | 175 | Modular system using liquid-cooled cables, 1x CCS1 connector and 1x CHAdeMO connector per dispenser | BTC Power | EVP-2001-48-# | L2W-48-240-##-### | AC | 11.52 | Single port. BTC Power Hardware is network/backend agnostic, but also provide our own basic network option if needed | Autel | UF140A4001 | Maxicharger DC Fast 140kW | DC | 140 | Single or dual port
ATG Electronics | ATG-C01-48A | Commercial EV Charger | AC | 11.5 | Single port | ABB | Terra HP 350 | Terra HP | DC | 350 | Modular system using liquid-cooled cables, 1x CCS1 connector and 1x CHAdeMO connector per dispenser | BTC Power | EVP-2001-80-# | L2W-80-240-##-### | AC | 19.2 | Single port. BTC Power Hardware is network/backend agnostic, but also provide our own basic network option if needed | Autel | UF160A4001 | Maxicharger DC Fast 160kW | DC | 160 | Single or dual port
Atom Power | Purpl 48A | Purpl 48A | AC | 11.5 | 0 | ABM eMobility | (2) 6AGC067631 - (1) 6AGC101327 | ABM Terra HP 350 | DC | 350 | Modular system using liquid-cooled cables, 1x CCS1 connector and 1x CHAdeMO connector per dispenser | BTC Power | EVP-2002-32-# | L2P-32-240-##-### | AC | 7.68 | Dual port. BTC Power Hardware is network/backend agnostic, but also provide our own basic network option if needed | Autel | UF180A4001 | Maxicharger DC Fast 180kW | DC | 180 | Single or dual port
Atom Power | Purpl 80A | Purpl 80A | AC | 19.2 | 0 | ABM eMobility | (2) 6AGC067632 - (2) 6AGC101327 | ABM Terra HP 350 | DC | 350 | Modular system using liquid-cooled cables, 1x CCS1 connector and 1x CHAdeMO connector per dispenser | BTC Power | EVP-2002-48-# | L2P-48-240-##-### | AC | 11.52 | Dual port. BTC Power Hardware is network/backend agnostic, but also provide our own basic network option if needed | Autel | UF200A4001 | Maxicharger DC Fast 200kW | DC | 200 | Single or dual port
Autel | AC W12-L-4G | AC Elite | AC | 12 | Single Port ; OCPP Full Certificate with software version V1.13.97 | ABM eMobility | 6AGC08281 - T54HV CJ + CCR | ABM Terra 54 HV | DC | 50 | 1x CCS1 or CCS2 connector | BTC Power | EVP-2002-80-# | L2P-80-240-##-### | AC | 19.2 | Dual port. BTC Power Hardware is network/backend agnostic, but also provide our own basic network option if needed | Autel | UF220A4001 | Maxicharger DC Fast 220kW | DC | 220 | Single or dual port
Autel | MAXI US AC LW10-N14 | AC Lite | AC | 9.6 | Single port. NEMA 14-50 plug. Separate holster. | ABM eMobility | 6AGC085478 - T124 CJ HC | ABM Terra 124 ### | DC | 120 | Available with 1 or 2 CCS1, CCS2 or CHAdeMO connectors | CyberSwitching | CSE4-4G-BL | CSE4 | AC | 11.5 | Single Port | Autel | UF240A4001 | Maxicharger DC Fast 240kW | DC | 240 | Single or dual port
Autel | MAXI US AC LW12 | AC Lite | AC | 12 | Single port. NEMA 14-50 plug. Separate holster. | ABM eMobility | 6AGC085481 - T124 CC HC | ABM Terra 124 ### | DC | 120 | Available with 1 or 2 CCS1, CCS2 or CHAdeMO connectors | CyberSwitching | CSE1-4G-BL | CSE1 | AC | 11.5 | Single Port | Blink | 01-0568 | Blink 300kW | DC | 300 | Dual Port ; either 2 x CCS or 1x CCS + 1x CHAdeMO or or 1x CCS + 1x NACS or 2 x NACS
Autel | MAXI US AC W10-N14 | AC Elite Home | AC | 9.6 | Single port. NEMA 14-50 plug. Separate holster. | ABM eMobility | 6AGC100820 - T184 CC HC | ABM Terra 184 ### | DC | 180 | Available with 1 or 2 CCS1, CCS2 or CHAdeMO connectors | CyberSwitching | CSE1-4G-BL-40 | CSE1 | AC | 7.5 | Single Port | Blink | 01-0569 | Blink 360kW | DC | 360 | Dual Port ; either 2 x CCS or 1x CCS + 1x CHAdeMO or or 1x CCS + 1x NACS or 2 x NACS
Autel | MAXI US AC W10-N14-H | AC Elite Home | AC | 9.6 | Single port. NEMA 14-50 plug. Separate holster. | ABM eMobility | 6AGC101315 - T184 CJ HC | ABM Terra 184 ### | DC | 180 | Available with 1 or 2 CCS1, CCS2 or CHAdeMO connectors | CyberSwitching | CSE1-WIFI-BL | CSE1 | AC | 11.5 | Single Port | Blink | 01-0578 | Blink 180kW | DC | 180 | Dual Port ; either 2 x CCS or 1x CCS + 1x CHAdeMO or or 1x CCS + 1x NACS or 2 x NACS
Autel | MAXI US AC W10-N6 | AC Elite Home | AC | 9.6 | Single port. NEMA 14-50 plug. Separate holster. | ABM eMobility | 6AGC107092 - T54HV C | ABM Terra 54 HV | DC | 50 | 1x CCS1 or CCS2 connector | Eaton | GMEV48CMC1-WC | Green Motion Building Pro | AC | 11.5 | Single port. | Blink | C50####### C80####### | C-Series | DC | 600 | Up to 8 ports. Kempower Power Unit supplies DC power to various distributed dispenser ouputs including but not limited to the Kempower Satellite (offers single or dual port configurations), the Kempower Liquid Cooled Satellite, etc.. Details about qualifications relevant to each variant is detailed in the corresponding notes section.
Autel | MAXI US AC W10-N6-H | AC Elite Home | AC | 9.6 | Single port. NEMA 14-50 plug. Separate holster. | ABM eMobility | 6AGC108711 - T54HV C +CCR | ABM Terra 54 HV | DC | 50 | 1x CCS1 or CCS2 connector | Eaton | GMEV48CME1-WC | Green Motion Building Pro | AC | 11.5 | Single port. | BTC Power | HPCD6-500-05-005 | 0 | DC | 360 | Can power up to 4 dual port Fleet Dispensers to 1 Power Cabinet and charge sequentially. can charge up to 8 vehicles sequentially as a result.
Autel | MAXI US AC W12 | AC Elite Home | AC | 12 | Single port. NEMA 14-50 plug. Separate holster. | ABM eMobility | 6AGC112873-T184 CJ HC + CCR | ABM Terra 184 ### | DC | 180 | Available with 1 or 2 CCS1, CCS2 or CHAdeMO connectors | Eaton | GMEV80CMC1-WC | Green Motion Fleet Pro | AC | 19.2 | Single port. | BTC Power | HPCD8-350-0# | Fleet Dispenser | DC | 180 | Can power up to 4 dual port Fleet Dispensers to 1 Power Cabinet and charge sequentially. can charge up to 8 vehicles sequentially as a result.
Autel | MAXI US AC W12-H | AC Elite Home | AC | 12 | Single port. NEMA 14-50 plug. Separate holster. | ABM eMobility | 6AGC112876 - T184 CC HC + CCR | ABM Terra 184 ### | DC | 180 | Available with 1 or 2 CCS1, CCS2 or CHAdeMO connectors | Eaton | GMEV80CME1-WC | Green Motion Fleet Pro | AC | 19.2 | Single port. | BTC Power | HPCT2-360-480-# | 0 | DC | 360 | BTC Power Hardware is network/backend agnostic, but also provide our own basic network option if needed
Autel | Maxi UW19C002 | MaxiCharger AC Pro 80A | AC | 19.2 | Single port. | ABM eMobility | 6AGC112949 - T124 CJ HC + CCR | ABM Terra 124 ### | DC | 120 | Available with 1 or 2 CCS1, CCS2 or CHAdeMO connectors | Espen | EVC/A32 | EVC/A32 | AC | 7.6 | Single port. | BTC Power | HPCD7-350-###-01# | Gen4 Public Dispenser | DC | 360 | BTC Power Hardware is network/backend agnostic, but also provide our own basic network option if needed
Autel | Maxi UW19CJ02 | MaxiCharger AC 80A | AC | 19.2 | Single port. | ABM eMobility | 6AGC112997 - T124 CC HC + CCR | ABM Terra 124 ### | DC | 120 | Available with 1 or 2 CCS1, CCS2 or CHAdeMO connectors | Espen | EVC/A40 | EVC/A40 | AC | 9.6 | Single port. | BTC Power | HPCT3-###-480-# / HPCD7-500-###-01# | Gen4 Public Dispenser | DC | 360 | BTC Power Hardware is network/backend agnostic, but also provide our own basic network option if needed
Autel | Maxi UW19L002 | MaxiCharger AC Pro 80A | AC | 19.2 | Single port. | Alpitronic | HYC400-1 | Hypercharger | DC | 100 | 1-4 Ports | Espen | EVC/A48 | EVC/A48 | AC | 11.5 | Single port. | BTC Power | L3A-180-480-### | Gen4 180kW AIO | DC | 180 | BTC Power Hardware is network/backend agnostic, but also provide our own basic network option if needed
Autel | Maxi UW19LB02 | MaxiCharger AC 80A | AC | 19.2 | Single port. | Alpitronic | HYC400-2 | Hypercharger | DC | 200 | 1-4 Ports | Espen | EVC/A48X2 | EVC/A48X2 | AC | 11.5 | Dual port. | CENNTRO | DCC190C190 | DC Electric Vehicle Charging Station | DC | 180 | Dual port.
Autel | Maxi UW19LJ02 | MaxiCharger AC 80A | AC | 19.2 | Single port. | Alpitronic | HYC400-3 | Hypercharger | DC | 300 | 1-4 Ports | Espen | EVC/A48S | EVC/A48S | AC | 11.5 | Single port. | CHAEVI | CV-3FD120P-IUL3 | SONIC (120kW) (3 Phase, 3 Wire) | DC | 120 | Dual port. Stand-Alone Equipment 120,150,180kW Serial-UL listed. Dynamic Load Balancing Available. NACS Cable Adaptable
Autel | UF####001 | AC Ultra | AC | 19.2 | Single Port or Dual Port. No credit card reader | Alpitronic | HYC400-4 | Hypercharger | DC | 400 | 1-4 Ports | Espen | EVC/A48SX2 | EVC/A48SX2 | AC | 11.5 | Dual Port | CHAEVI | CV-3FD150P-IUL3 | SONIC (150kW) (3 Phase, 3 Wire) | DC | 150 | Dual port. Stand-Alone Equipment 120,150,180kW Serial-UL listed. Dynamic Load Balancing Available. NACS Cable Adaptable
Autel | UF####101 | AC Ultra | AC | 19.2 | Single Port or Dual Port | Alpitronic | HYC50 | Hypercharger | DC | 50 | 1-2 Ports | Espen | EVC/A80 | EVC/A80 | AC | 19.2 | Single port. | CHAEVI | CV-3FD180P-IUL3 | SONIC (180kW) (3 Phase, 3 Wire) | DC | 180 | Dual port. Stand-Alone Equipment 120,150,180kW Serial-UL listed. Dynamic Load Balancing Available. NACS Cable Adaptable
Autel | UW12-J0610CA0002 | MaxiCharger AC Single | AC | 12 | Single port. | Autel | DC HiPower | DC HiPower | DC | 640 | The DC HiPower has a power cabinet with dispenser set up. It comes in 320, 480, or 640kW options and can be purchased with 2, 4, 6, or 8 ports depending on the number of dispensers. | Espen | EVC/A80S | EVC/A80S | AC | 19.2 | Single port. | CHAEVI | CV-3FD120P-IUL | SONIC (120kW) (3 Phase, 4 Wire) | DC | 120 | Dual port. Stand-Alone Equipment 120,150,180kW Serial-UL listed. Dynamic Load Balancing Available. NACS Cable Adaptable
Autel | UW12-J0650CA0002 | MaxiCharger AC Single | AC | 12 | Single port. | Autel | MaxiCharger DH480 | MaxiCharger DH480 | DC | 480 | Dual or quad port. | EverCharge | EV002-48,E800-1000 | EV02 | AC | 11.52 | Single Port, Standalone network capability | CHAEVI | CV-3FD150P-IUL | SONIC (150kW) (3 Phase, 4 Wire) | DC | 150 | Dual port. Stand-Alone Equipment 120,150,180kW Serial-UL listed. Dynamic Load Balancing Available. NACS Cable Adaptable
Blink | 780 | Series 7 ISO Single | AC | 19.2 | Single port. | Autel | MaxiCharger DH400 | MaxiCharger DH400 | DC | 400 | Dual or quad port. | EverCharge | EV002-48,E800-1000-32A | EV02 | AC | 7.68 | Single Port, Standalone network capability | CHAEVI | CV-3FD180P-IUL | SONIC (180kW) (3 Phase, 4 Wire) | DC | 180 | Dual port. Stand-Alone Equipment 120,150,180kW Serial-UL listed. Dynamic Load Balancing Available. NACS Cable Adaptable
Blink | 01-0202 (MQ 200) | MQ 200 | AC | 12 | Single Port; NRTL listed as LiteOn MQW2-50C-M2-R#-#-23 and HQW2-50C-#-N#-#-23 | Autel | MaxiCharger DH360 | MaxiCharger DH360 | DC | 360 | Dual or quad port. | EverCharge | EV002-48,E800-1000-40A | EV02 | AC | 8.3 | Single Port, Standalone network capability | CHAEVI | CV-3UD403P-NCC3 (CCS1/CCS1) | SUPERSONIC | DC | 400 | All-in-One Equipment - UL, CTEP listed - Dynamic Load Balancing Available - CCS/NACS Cable
Blink | 780 (40A) | Series 7 ISO (Enhanced) | AC | 9.6 | Dual Port, Standalone network capability | Autel | MaxiCharger DH300 | MaxiCharger DH300 | DC | 300 | Dual or quad port. | EverCharge | EV002-80,E800-1001 | EV02 | AC | 19.2 | Single Port, Standalone network capability | CHAEVI | CV-3UD403P-NCN3 (CCS1/NACS) | SUPERSONIC | DC | 400 | All-in-One Equipment - UL, CTEP listed - Dynamic Load Balancing Available - CCS/NACS Cable
Blink | 780 (48A) | Series 7 ISO (Enhanced) | AC | 11.52 | Dual Port, Standalone network capability | Autel | UF060A3001 | Maxicharger DC Fast 60kW | DC | 60 | Single or dual port | EverCharge | EV002-80,E800-1001-40A | EV02 | AC | 8.3 | Single Port, Standalone network capability | CHAEVI | CV-3UD403P-NDN3 (NACS/NACS) | SUPERSONIC | DC | 400 | All-in-One Equipment - UL, CTEP listed - Dynamic Load Balancing Available - CCS/NACS Cable
Blink | 780 Series | Series 7 ISO Plus | AC | 19.2 | Dual Port, Standalone network capability | Autel | UF080A3001 | Maxicharger DC Fast 80kW | DC | 80 | Single or dual port | EVmode | EVM2000-EVM101U | EVM2000 | AC | 11.5 | Single port. | CHAEVI | DCV-3FD120-ICN | DUOCONIC (120kW) | DC | 120 | Dual port. Stand-Alone Equipment 120,150,180kW Serial-UL listed. Dynamic Load Balancing Available
Blink | 880 (40A) | Series 8 ISO (Enhanced) | AC | 9.6 | Single or dual Port, Standalone network capability | Autel | UF100A3001 | Maxicharger DC Fast 100kW | DC | 100 | Single or dual port | EvoCharge | EVC5002XYYY | EVC50 | AC | 12 | Single port. | CHAEVI | DCV-3FD150-ICN | DUOCONIC (150kW) | DC | 150 | Dual port. Stand-Alone Equipment 120,150,180kW Serial-UL listed. Dynamic Load Balancing Available
Blink | 880 (48A) | Series 8 ISO (Enhanced) | AC | 11.52 | Dual Port, Standalone network capability | Autel | UF120A3001 | Maxicharger DC Fast 120kW | DC | 120 | Single or dual port | EvoCharge | EVC5003XYYY | EVC50 LTE | AC | 12 | Single port. | CHAEVI | DCV-3FD180-ICN | DUOCONIC (180kW) | DC | 180 | Dual port. Stand-Alone Equipment 120,150,180kW Serial-UL listed. Dynamic Load Balancing Available
Blink | 880 (80A) | Series 8 ISO Plus | AC | 19.2 | Dual Port, Standalone network capability | Autel | UF140A4001 | Maxicharger DC Fast 140kW | DC | 140 | Single or dual port | EvoCharge | EVO80-###-### | MAX80 | AC | 19.2 | 0 | ChargePoint | CPE280-800-NA | Express 280 DC Fast Charging Station | DC | 160 | [Paired Unit] ChargePoint Express 280 Station (80 kW) - includes Express 280 Station, 2x Power Modules, 1 or 2 connectors including CCS1, CHAdeMO, NACS. North America Modem/SIM, cUL and UL listed, FWHA and FTA compliant models available.
Blink | IQW2-80U-M1-R2-N-25 (Advanced-LTE) Part Number 01-0207-LTE (IQ 200 Advanced) | IQ 200 Advanced | AC | 19.2 | Single Port | Autel | UF160A4001 | Maxicharger DC Fast 160kW | DC | 160 | Single or dual port | EvoCharge | W1-1962-#### | iEVSE | AC | 9.6 | 0 | ChargePoint | CPE280-800-NA-CHIP | Express 280 DC Fast Charging Station | DC | 160 | [Paired Unit, Credit Card Reader sku] ChargePoint Express 280 Station (80 kW) - includes Express 280 Station, 2x Power Modules, 1 or 2 connectors including CCS1, CHAdeMO, NACS. North America Modem/SIM, cUL and UL listed, FWHA and FTA compliant models available.
Blink | IQW2-80U-M3-R3-N-25 (Advanced- LTE- W) Part Number 01-0207-LTE | IQ 200 Advanced | AC | 19.2 | Single Port | Autel | UF180A4001 | Maxicharger DC Fast 180kW | DC | 180 | Single or dual port | FractalEV | FR-482C1DRNAJ | FR-48 | AC | 11.5 | Single port | ChargePoint | CPE280-800-NA-FHWA | Express 280 DC Fast Charging Station | DC | 160 | [Paired Unit, FHWA sku] ChargePoint Express 280 Station (80 kW) - includes Express 280 Station, 2x Power Modules, 1 or 2 connectors including CCS1, CHAdeMO, NACS. North America Modem/SIM, cUL and UL listed, FWHA and FTA compliant models available.
breezEV | EVC-L2-48A-L1-1-4G-D-AU-L-# | SMART CONNECTED LEVEL 2 EV CHARGING STATION | AC | 11.2 | 48A Max Charger, Screen, RFID, 4G Cellular, Wall-Mount, AmpUp LITE Plan, # determines plan length | Autel | UF200A4001 | Maxicharger DC Fast 200kW | DC | 200 | Single or dual port | FractalEV | FR-802C1DRNAJ | FR-80 | AC | 19.2 | Single port | ChargePoint | Express Plus 1000 Power Block: CPPB0001*** PM1.5 43-001200-** EXPP-PL10##*-#*#*#-#*#*#-*** | Express Plus | DC | 500 | Express Plus system includes Power Block, Power Modules, and Power Link 1000 series; Used for Fleet or Commercial.
breezEV | EVC-L2-P80-18-AP# | P80 - 80AMP Level 2 Charger | AC | 19.2 | Single port. Last character denotes years of AmpUp Pro Software included | Autel | UF220A4001 | Maxicharger DC Fast 220kW | DC | 220 | Single or dual port | Gateway International 360 | GW-EV75/XXX | GW-EV75/XXX | AC | 11.5 | Single port. | ChargePoint | Express Plus 2000 (EXPP-PL20##-CHIP) | Express Plus | DC | 500 | [CHIP sku]Express Plus system includes Power Block, Power Modules, and Power Link 2000 series; Each Power Link Dispenser can include 1 or 2 connctor including CCS, NACS, or CHAdeMO
BTC Power | EVP-2001-32-# | L2W-32-240-##-### | AC | 7.68 | Single port. BTC Power Hardware is network/backend agnostic, but also provide our own basic network option if needed | Autel | UF240A4001 | Maxicharger DC Fast 240kW | DC | 240 | Single or dual port | ICAPIA | ICACLS4040 | i4040 | AC | 9.6 | Dual port. | ChargePoint | Express Plus 2000 (EXPP-PL20##-FHWA) | Express Plus | DC | 500 | [FHWA sku] Express Plus system includes Power Block, Power Modules, and Power Link 2000 series; Each Power Link Dispenser can include 1 or 2 connctor including CCS, NACS, or CHAdeMO
BTC Power | EVP-2001-48-# | L2W-48-240-##-### | AC | 11.52 | Single port. BTC Power Hardware is network/backend agnostic, but also provide our own basic network option if needed | Blink | 01-0562 | Blink 60kW | DC | 60 | Dual Port ; either 2 x CCS or 1x CCS + 1x CHAdeMO or or 1x CCS + 1x NACS or 2 x NACS | ICAPIA | ICACLS4080 | i4080 | AC | 19.2 | Dual port. | ChargePoint | Express Plus 2000 (EXPP-PL20##) | Express Plus | DC | 500 | Express Plus system includes Power Block, Power Modules, and Power Link 2000 series; Each Power Link Dispenser can include 1 or 2 connctor including CCS, NACS, or CHAdeMO
BTC Power | EVP-2001-80-# | L2W-80-240-##-### | AC | 19.2 | Single port. BTC Power Hardware is network/backend agnostic, but also provide our own basic network option if needed | Blink | 01-0568 | Blink 300kW | DC | 300 | Dual Port ; either 2 x CCS or 1x CCS + 1x CHAdeMO or or 1x CCS + 1x NACS or 2 x NACS | ICAPIA | ICACLS80 | i80 | AC | 19.2 | Single port. | ChargeSmart EV | CSEV-DCHi | 0 | DC | 640 | The CSEV-DCHi has a power cabinet with dispenser set up. It comes in 320, 480, or 640kW options and can be purchased with 2, 4, 6, or 8 ports depending on the number of dispensers.
BTC Power | EVP-2002-32-# | L2P-32-240-##-### | AC | 7.68 | Dual port. BTC Power Hardware is network/backend agnostic, but also provide our own basic network option if needed | Blink | 01-0569 | Blink 360kW | DC | 360 | Dual Port ; either 2 x CCS or 1x CCS + 1x CHAdeMO or or 1x CCS + 1x NACS or 2 x NACS | ICAPIA | ICACOP48 | OPAL OMNI 48 | AC | 11.5 | Single port. | ChargeTronix | CTX-AiO-120 | Apex 120kW DCFC | DC | 120 | Dual port.
BTC Power | EVP-2002-48-# | L2P-48-240-##-### | AC | 11.52 | Dual port. BTC Power Hardware is network/backend agnostic, but also provide our own basic network option if needed | Blink | 01-0577 | Blink 120kW | DC | 120 | Dual Port ; either 2 x CCS or 1x CCS + 1x CHAdeMO or or 1x CCS + 1x NACS or 2 x NACS | InCharge | ICE 80A Dual | ICE 80A Dual | AC | 19.2 | Dual port. | ChargeTronix | CTX-AiO-160 | Apex 160kW DCFC | DC | 160 | Dual port.
BTC Power | EVP-2002-80-# | L2P-80-240-##-### | AC | 19.2 | Dual port. BTC Power Hardware is network/backend agnostic, but also provide our own basic network option if needed | Blink | 01-0578 | Blink 180kW | DC | 180 | Dual Port ; either 2 x CCS or 1x CCS + 1x CHAdeMO or or 1x CCS + 1x NACS or 2 x NACS | Integra Energy | IEV-48SEL | IEV-48SEL | AC | 11.5 | Single port. | ChargeTronix | CTX-AiO-240 | Apex 240kW DCFC | DC | 240 | Dual port.
ChargePoint | CP6####-50A-L## | 6000 Series | AC | 12 | CP6000 family, NA, AC Station, 1 or 2 x Type 1 Cable, 50A or 80A, 1-Phase, 18' or 23' Cable, 6' or 8' Cable Management Kit, Pedestal or Wall Mount, 8" Touch Display, Contactless Credit Card and RFID Reader, Cellular/Wi-Fi, UL, Power Share Jumper, 1YR Parts Warranty, Optional credit card reader | Blink | 01-0581 | Blink 240kW | DC | 240 | Dual Port ; either 2 x CCS or 1x CCS + 1x CHAdeMO or or 1x CCS + 1x NACS or 2 x NACS | Integra Energy | IEV-48SEL-G2 | IEV-48SEL-G2 | AC | 11.5 | Single port. | ChargeTronix | Power Cabinet: CTX-DSPB-360 Dispenser: CTX-DST | Nexus 360kW Distributed System | DC | 360 | Up to 6 ports.
ChargePoint | CP6####-80A-L## | 6000 Series | AC | 19.2 | CP6000 family, NA, AC Station, 1 or 2 x Type 1 Cable, 50A or 80A, 1-Phase, 18' or 23' Cable, 6' or 8' Cable Management Kit, Pedestal or Wall Mount, 8" Touch Display, Contactless Credit Card and RFID Reader, Cellular/Wi-Fi, UL, Power Share Jumper, 1YR Parts Warranty, Optional credit card reader | Blink | 200-000320-A | Blink 200kW | DC | 200 | Dual Port ; either 2 x CCS or 1x CCS + 1x CHAdeMO or or 1x CCS + 1x NACS or 2 x NACS | Integra Energy | IEV-80SEL | IEV-80SEL | AC | 19.2 | Single port. | ChargeTronix | Power Cabinet: CTX-DSPB-480 Dispenser: CTX-DST | Nexus 480kW Distributed System | DC | 480 | Up to 6 ports.
ChargePoint | CPF50- L##-****** | CPF50 | AC | 12 | CPF50 family, Single or Dual Port, Pedestal or Wall Mount, 50A, Type 1, Cable 18' or 23', Single Phase Charger, Cable Management Kit optional | Blink | C50####### C80####### | C-Series | DC | 600 | Up to 8 ports. Kempower Power Unit supplies DC power to various distributed dispenser ouputs including but not limited to the Kempower Satellite (offers single or dual port configurations), the Kempower Liquid Cooled Satellite, etc.. Details about qualifications relevant to each variant is detailed in the corresponding notes section. | Integra Energy | IEV-80SEL-G2 | IEV-80SEL-G2 | AC | 19.2 | Single port. | ChargeTronix | TP-EVPD-160kW | 160kW DCFC | DC | 160 | Dual Port ; either 2 x CCS or 1x CCS + 1x CHAdeMO or or 1x CCS + 1x NACS or 2 x NACS
ChargePoint | CT40##-GW1-*****## | CT4000 | AC | 7.2 | CT4000 family, NA, AC Station, 1 or 2 x Type 1 Cable, 30A, 1-Phase, 18' or 23' Cable, 6' or 8' Cable Management Kit, Pedestal or Wall Mount, 5.7" Display, Contactless Credit Card and RFID Reader | BorgWarner | RES-DCVC125-480 | EV DC Fast Charging Power Conversion System (PCS) 125kW | DC | 125 | Power Cabinet, Firmware 603/0A16, Checksum A6AB | IoTecha | CCS-ACL2 / CCS-C80A | CCS-C80A-xxyyy | AC | 19.2 | Single Port. xx - cable length (15 or 25ft) yyy - LTE option | ChargeTronix | TP-EVPD-180kW | 180kW DCFC | DC | 180 | Dual Port ; either 2 x CCS or 1x CCS + 1x CHAdeMO or or 1x CCS + 1x NACS or 2 x NACS
ChargeSmart EV | CSEV-AC-#P | 0 | AC | 19.2 | Single Port or Dual Port. No credit card reader | BorgWarner | RES-DCVC125-480-V2G | EV DC Fast Charging Power Conversion System (PCS) 125kW | DC V2G | 125 | Power Cabinet, Firmware 603/0A16, Checksum A6AB Approved dispensers are RES-D2-CS20, 1x CCS1 connector and RES-D3-CS20, 1x CCS1 connector | IoTecha | CCS-ACL2-40 / CCS-C40A | CCS-ACL2-40 / CCS-C40A | AC | 8.3 | Single Port. xx - cable length (15 or 25ft) yyy - LTE option | ChargeTronix | TP-EVPD-300kW | 300kW DCFC | DC | 300 | Dual Port ; either 2 x CCS or 1x CCS + 1x CHAdeMO or or 1x CCS + 1x NACS or 2 x NACS
ChargeTronix | CTC-CAC80 | FLUX AC | AC | 19.2 | Single or double port. | BorgWarner | RES-DCVC60-480 | EV DC Fast Charging Power Conversion System (PCS) 125kW | DC | 60 | Approved dispensers are RES-D2-CS20, 1x CCS1 connector and RES-D3-CS20, 1x CCS1 connector | IoTecha | CCS-C80C | CCS-C80C-xxyyy | AC | 19.2 | Single Port. xx - cable length (15 or 25ft) yyy - LTE option | ChargeTronix | TP-EVPD-360kW | 360kW DCFC | DC | 360 | Dual Port ; either 2 x CCS or 1x CCS + 1x CHAdeMO or or 1x CCS + 1x NACS or 2 x NACS
ChargeTronix | CTX-C32-240-1 | FLUX AC 32A | AC | 7.6 | Single port. | BorgWarner | RES-DCVC60-480-V2G | EV DC Fast Charging Power Conversion System (PCS) 125kW | DC V2G | 60 | Approved dispensers are RES-D2-CS20-V2G, 1x CCS1 connector and RES-D3-CS20-V2G, 1x CCS1 connector | IXP, LLC | IXP-E48 | IXP-E48 | AC | 11.5 | 0 | DynaChrg | EVN120P | Stand alone Advertising 120 | DC | 120 | 120kW all-in-one charger with 2 connectors, advertising display, and payment terminal. Alternate designations: DirectPowerPS 120 Flagship, DirectPowerPS 120
ChargeTronix | CTX-C40-240-1 | FLUX AC 40A | AC | 9.6 | Single port | BTC Power | HPCD6-500-05-005 | 0 | DC | 360 | Can power up to 4 dual port Fleet Dispensers to 1 Power Cabinet and charge sequentially. can charge up to 8 vehicles sequentially as a result. | IXP, LLC | IXP-E80 | IXP-E80 | AC | 19.2 | EV Charger, 80 Amp, Level 2, 4G Module, ISO 15118 compliant, Credit Card Reader, Commercial, Gen 2, Orange | DynaChrg | EVN180P | Stand alone Advertising 180 | DC | 180 | 180kW all-in-one charger with 2 connectors, advertising display, and payment terminal. Alternate designations: DirectPowerPS 180 Flagship, DirectPowerPS 180
ChargeTronix | CTX-C40-240-2 | FLUX AC Dual 40A | AC | 19.2 | Dual port. | BTC Power | HPCD8-350-0# | Fleet Dispenser | DC | 180 | Can power up to 4 dual port Fleet Dispensers to 1 Power Cabinet and charge sequentially. can charge up to 8 vehicles sequentially as a result. | LEDVANCE LLC | 75899 | EVC/48A/LVL2/C2/OR | AC | 11.5 | EV Charger, 48 Amp, Level 2, Commercial, Gen 2, Orange | DynaChrg | EVN240P | Stand alone Advertising 240 | DC | 240 | 240kW all-in-one charger with 2 connectors, advertising display, and payment terminal. Alternate designations: DirectPowerPS 240 Flagship, DirectPowerPS 240
ChargeTronix | CTX-C48-240-1 | FLUX AC 48A | AC | 11.5 | Single port. | BTC Power | HPCT2-120-480-# | 0 | DC | 120 | BTC Power Hardware is network/backend agnostic, but also provide our own basic network option if needed. Vetted dispensers are EVDSP-350-5-120-0-2-C-4-0 EVDSP-350-3-120-0-C-4-0 | LEDVANCE LLC | 75905 | EVC/48A/LVL2/4G/C2/OR | AC | 11.5 | EV Charger, 48Amp, Level 2, 4G Module, Commercial, Gen 2, Orange | DynaChrg | EVN300P | Stand alone Advertising 300 | DC | 300 | 300kW all-in-one charger with 2 connectors, advertising display, and payment terminal. Alternate designations: DirectPowerPS 300 Flagship, DirectPowerPS 300
ChargeTronix | CTX-C80-240-1 | FLUX AC Single 80A | AC | 19.2 | Single port. | BTC Power | HPCT2-150-480-# | 0 | DC | 150 | BTC Power Hardware is network/backend agnostic, but also provide our own basic network option if needed. Vetted dispensers are EVDSP-350-5-120-0-2-C-4-0 EVDSP-350-3-120-0-C-4-0 | LEDVANCE LLC | 75900 | EVC/48A/LVL2/ISO/C2/OR | AC | 11.5 | EV Charger, 48 Amp, Level 2, ISO 15118 compliant, Commercial, Gen 2, Orange | DynaChrg | EVN360P | Stand alone Advertising 360 | DC | 360 | 360kW all-in-one charger with 2 connectors, advertising display, and payment terminal. Alternate designations: DirectPowerPS 360 Flagship, DirectPowerPS 360
ChargeTronix | CTX-C80-240-2 | FLUX AC Dual 80A | AC | 19.2 | Dual port. | BTC Power | HPCT2-180-480-# | 0 | DC | 180 | BTC Power Hardware is network/backend agnostic, but also provide our own basic network option if needed. Vetted dispensers are EVDSP-350-5-120-0-2-C-4-0 EVDSP-350-3-120-0-C-4-0 | LEDVANCE LLC | 75906 | EVC/48A/LVL2/4G/ISO/C2/OR | AC | 11.5 | EV Charger, 48 Amp, Level 2, 4G Module, ISO 15118 compliant, Commercial, Gen 2, Orange | DynaChrg | EVS160 | 160kW Standalone Unit | DC | 160 | Output range:200V-1000V efficiency:Up to 96% Full certification User-friendly ADA Multiple payment methods Support for customization PLUG& CHARGE Hardware 15118-Ready Can Output 350A CCS1 boost 500A NACS boost 400A
ChargeTronix | CTX-CAC48 | FLUX AC | AC | 11.6 | Single port. | BTC Power | HPCT2-240-480-# | 0 | DC | 240 | BTC Power Hardware is network/backend agnostic, but also provide our own basic network option if needed. Vetted dispensers are EVDSP-350-5-120-0-2-C-4-0 EVDSP-350-3-120-0-C-4-0 | LEDVANCE LLC | 75901 | EVC/48A/LVL2/ISO/CC/C2/OR | AC | 11.5 | EV Charger, 48 Amp, Level 2, ISO 15118 compliant, Credit Card Reader, Commercial, Gen 2, Orange | DynaChrg | EVS240 | 240kW Standalone Unit | DC | 240 | Output range:200V-1000V efficiency:Up to 96% Full certification User-friendly ADA Multiple payment methods Support for customization PLUG& CHARGE Hardware 15118-Ready Can Output 350A CCS1 boost 500A NACS boost 400A
ChargeTronix | TP-EVVA-80A | 0 | AC | 19.2 | Networked charging station | BTC Power | HPCT2-360-480-# | 0 | DC | 360 | BTC Power Hardware is network/backend agnostic, but also provide our own basic network option if needed | LEDVANCE LLC | 75927 | EVC/48A/LVL2/4G/CC/C2/OR | AC | 11.5 | EV Charger, 48 Amp, Level 2, 4G Module, Credit Card Reader, Commercial, Gen 2, Orange | DynaChrg | EVS480 | Distributed Model 480kW up to 3 Dual Port Dispensers | DC | 480 | Output range:200V-1000V efficiency:Up to 96% Full certification User-friendly ADA Multiple payment methods Support for customization PLUG& CHARGE Hardware 15118-Ready Air cooling output 350A Liquid cooling sustained maximum output 500A
ChargeTronix | UP160J-#MP-### | UP160J | AC | 7.2 | Dual Port, Must acquire Gateway for network connectivity | BTC Power | HPCD7-350-###-01# | Gen4 Public Dispenser | DC | 360 | BTC Power Hardware is network/backend agnostic, but also provide our own basic network option if needed | LEDVANCE LLC | 75907 | EVC/48A/LVL2/4G/ISO/CC/C2/OR | AC | 11.5 | EV Charger, 48 Amp, Level 2, 4G Module, ISO 15118 compliant, Credit Card Reader, Commercial, Gen 2, Orange | Eaton | CPE280-800-NA-CHIP-ETN | Express 280 DC Fast Charging Station | DC | 160 | [Paired Unit, Credit Card Reader sku] ChargePoint Express 280 Station (80 kW) - includes Express 280 Station, 2x Power Modules, 1 or 2 connectors including CCS1, CHAdeMO, NACS. North America Modem/SIM, cUL and UL listed, FWHA and FTA compliant models available.
ChargeTronix | UP80J-#MP-### | UP80J | AC | 7.2 | Single Port, Must acquire Gateway for network connectivity | BTC Power | HPCT3-###-480-# / HPCD7-500-###-01# | Gen4 Public Dispenser | DC | 360 | BTC Power Hardware is network/backend agnostic, but also provide our own basic network option if needed | LEDVANCE LLC | 75902 | EVC/80A/LVL2/C2/OR | AC | 19.2 | EV Charger, 80 Amp, Level 2, Commercial, Gen 2, Orange | Eaton | CPE280-800-NA-ETN | Express 280 DC Fast Charging Station | DC | 160 | [Paired Unit] ChargePoint Express 280 Station (80 kW) - includes Express 280 Station, 2x Power Modules, 1 or 2 connectors including CCS1, CHAdeMO, NACS. North America Modem/SIM, cUL and UL listed, FWHA and FTA compliant models available.
Chargie | CH-L-48-PRA-1-18 | 0 | AC | 11.52 | 0 | BTC Power | L3A-120-480-### | 0 | DC | 120 | BTC Power Hardware is network/backend agnostic, but also provide our own basic network option if needed | LEDVANCE LLC | 75915 | EVC/80A/LVL2/4G/C2/OR | AC | 19.2 | EV Charger, 80 Amp, Level 2, 4G Module, Commercial, Gen 2, Orange | Eaton | CPE280-800-NA-FHWA-ETN | Express 280 DC Fast Charging Station | DC | 160 | [Paired Unit, FHWA sku] ChargePoint Express 280 Station (80 kW) - includes Express 280 Station, 2x Power Modules, 1 or 2 connectors including CCS1, CHAdeMO, NACS. North America Modem/SIM, cUL and UL listed, FWHA and FTA compliant models available.
Chargie | CH-L-48-PRA-1-18-32 | 0 | AC | 7.68 | 0 | BTC Power | L3A-150-480-### | 0 | DC | 150 | BTC Power Hardware is network/backend agnostic, but also provide our own basic network option if needed | LEDVANCE LLC | 74903 | EVC/80A/LVL2/ISO/C2/OR | AC | 19.2 | EV Charger, 80 Amp, Level 2, ISO 15118 compliant, Commercial, Gen 2, Orange | Eaton | EXPP-PL20##-CHIP-ETN | Express Plus 2000 | DC | 500 | [CHIP sku]Express Plus system includes Power Block, Power Modules, and Power Link 2000 series; Each Power Link Dispenser can include 1 or 2 connctor including CCS, NACS, or CHAdeMO
Chargie | CH-L-48-PRA-1-18-40 | 0 | AC | 9.6 | 0 | BTC Power | L3A-180-480-### | Gen4 180kW AIO | DC | 180 | BTC Power Hardware is network/backend agnostic, but also provide our own basic network option if needed | LEDVANCE LLC | 75925 | EVC/80A/LVL2/4G/ISO/C2/OR | AC | 19.2 | EV Charger, 80 Amp, Level 2, 4G Module, ISO 15118 compliant, Commercial, Gen 2, Orange | Eaton | EXPP-PL20##-ETN | Express Plus 2000 | DC | 500 | Express Plus system includes Power Block, Power Modules, and Power Link 2000 series; Each Power Link Dispenser can include 1 or 2 connctor including CCS, NACS, or CHAdeMO
Chargie | CH-L-48-PRA-1-25 | 0 | AC | 11.52 | 0 | BTC Power | L3A-90-480-### | 0 | DC | 90 | BTC Power Hardware is network/backend agnostic, but also provide our own basic network option if needed\ | LEDVANCE LLC | 75904 | EVC/80A/LVL2/ISO/CC/C2/OR | AC | 19.2 | EV Charger, 80 Amp, Level 2, ISO 15118 compliant, Credit Card Reader, Commercial, Gen 2, Orange | Eaton | EXPP-PL20##-FHWA-ETN | Express Plus 2000 | DC | 500 | [FHWA sku] Express Plus system includes Power Block, Power Modules, and Power Link 2000 series; Each Power Link Dispenser can include 1 or 2 connctor including CCS, NACS, or CHAdeMO
Chargie | CH-L-48-PRA-1-25-32 | 0 | AC | 7.68 | 0 | Camber | PC-060-PI | 0 | DC | 60 | Power Cabinet. Vetted dispensers are NBDI2000U,NBDI3000U. 1x CCS1 connector or 1x CHAdeMO connector. | LEDVANCE LLC | 75928 | EVC/80A/LVL2/4G/CC/C2/OR | AC | 19.2 | EV Charger, 80 Amp, Level 2, 4G Module, Credit Card Reader, Commercial, Gen 2, Orange | Eaton | Express Plus 1000 Power Block: CPPB0001***-ETN PM1.5 43-001200-**-ETN EXPP-PL10##*-#*#*#-#*#*#-***-ETN | Express Plus | DC | 500 | Express Plus system includes Power Block, Power Modules, and Power Link 1000 series; Used for Fleet or Commercial.
Chargie | CH-L-48-PRA-1-25-40 | 0 | AC | 9.6 | 0 | Camber | PC-120-PI | 0 | DC | 120 | Power Cabinet. Vetted dispensers are NBDI2000U,NBDI3000U. 1x CCS1 connector or 1x CHAdeMO connector. | LEDVANCE LLC | 75926 | EVC/80A/LVL2/4G/ISO/CC/C2/OR | AC | 19.2 | EV Charger, 80 Amp, Level 2, 4G Module, ISO 15118 compliant, Credit Card Reader, Commercial, Gen 2, Orange | Ekoenergetyka | AXE-S2A7-66XX4XXXX, AXE-S2A7-65XX4XXXX | Axon Easy 120 | DC | 120 | Dual port.
Chargie | CH-L-48-PRAC-1-18 | 0 | AC | 11.52 | 0 | Camber | PC-120-PS | 0 | DC | 120 | Power Cabinet. Vetted dispensers are NBDI2000U,NBDI3000U. 1x CCS1 connector or 1x CHAdeMO connector. | PowerFlex Systems | EX-1193-M | IC 80A Gen2 | AC | 19.2 | Single port. | Ekoenergetyka | AXE-S2A8-60XX4XXXX, AXE-S2A8-06XX4XXXX, AXE-S2A8-50XX4XXXX, AXE-S2A8-05XX4XXXX | Axon Easy 150 | DC | 150 | Dual port.
Chargie | CH-L-48-PRAC-1-18-32 | 0 | AC | 7.68 | 0 | Camber | PC-150-PI | 0 | DC | 150 | Power Cabinet. Vetted dispenser is NBDI2000U,NBDI3000U. Available with 1 or 2 CCS1 or CHAdeMo connectors. | PowerFlex Systems | W1-UC168-0MF1FR | ADV+48A / SC48 | AC | 11.6 | Single port. | Ekoenergetyka | AXE-S2B0-65XX4XXXX, AXE-S2B0-66XX4XXXX | Axon Easy 180 | DC | 180 | Dual port.
Chargie | CH-L-48-PRAC-1-18-40 | 0 | AC | 9.6 | 0 | Camber | PC-180-PI | 0 | DC | 180 | Power Cabinet. Vetted dispenser is NBDI2000U,NBDI3000U. Available with 1 or 2 CCS1 or CHAdeMo connectors. | PowerFlex Systems | W1-UC168-0MK1ER | IC 48A | AC | 11.6 | Single port. | Electric Era | FC200K-##-## | PowerNode Charging Station | DC | 400 | 2 port DCFC (CCS, NACS, or CHAdeMO) with integrated 220kWh battery system capable of discharging 125kW or 233kW of power
Chargie | CH-L-48-PRAC-1-25 | 0 | AC | 11.52 | 0 | CENNTRO | DCC190C190 | DC Electric Vehicle Charging Station | DC | 180 | Dual port. | PowerFlex Systems | W1-UC168-0ML1EP | IC 48A with POS | AC | 11.6 | Single port. | iENERGIE360 US INC. dba. Injet | iNSCDA120K1 | Ampax | DC | 120 | Dual port.
Chargie | CH-L-48-PRAC-1-25-32 | 0 | AC | 7.68 | 0 | CHAEVI | CV-3FD120P-IUL3 | SONIC (120kW) (3 Phase, 3 Wire) | DC | 120 | Dual port. Stand-Alone Equipment 120,150,180kW Serial-UL listed. Dynamic Load Balancing Available. NACS Cable Adaptable | PowerPump | AC550 | AC550 | AC | 10 | Single Port. | iENERGIE360 US INC. dba. Injet | iNSCDA150K1 | Ampax | DC | 150 | Dual port.
Chargie | CH-L-48-PRAC-1-25-40 | 0 | AC | 9.6 | 0 | CHAEVI | CV-3FD150P-IUL3 | SONIC (150kW) (3 Phase, 3 Wire) | DC | 150 | Dual port. Stand-Alone Equipment 120,150,180kW Serial-UL listed. Dynamic Load Balancing Available. NACS Cable Adaptable | QCharge123 | QAC2-BC | Commercial Charger | AC | 19.2 | Single or dual port. | iENERGIE360 US INC. dba. Injet | iNSCDA180K1 | Ampax | DC | 180 | Dual port.
Chargie | CH-L-48-PRACT-1-18 | 0 | AC | 11.52 | 0 | CHAEVI | CV-3FD180P-IUL3 | SONIC (180kW) (3 Phase, 3 Wire) | DC | 180 | Dual port. Stand-Alone Equipment 120,150,180kW Serial-UL listed. Dynamic Load Balancing Available. NACS Cable Adaptable | QCharge123 | QAC2-BR | Residential/Low Commercial Charger | AC | 9.6 | Single port. | iENERGIE360 US INC. dba. Injet | iNSCDA240K1 | Ampax | DC | 240 | Dual port.
Chargie | CH-L-48-PRACT-1-18-32 | 0 | AC | 7.68 | 0 | CHAEVI | CV-3FD120P-IUL | SONIC (120kW) (3 Phase, 4 Wire) | DC | 120 | Dual port. Stand-Alone Equipment 120,150,180kW Serial-UL listed. Dynamic Load Balancing Available. NACS Cable Adaptable | StarCharge | AC###AN030###### | Artemis | AC | 19.2 | Single port. | EVBar | Atlas D160-US | Atlas D160-US | DC | 160 | Dual port. 160kW DCFC
Chargie | CH-L-48-PRACT-1-18-40 | 0 | AC | 9.6 | 0 | CHAEVI | CV-3FD150P-IUL | SONIC (150kW) (3 Phase, 4 Wire) | DC | 150 | Dual port. Stand-Alone Equipment 120,150,180kW Serial-UL listed. Dynamic Load Balancing Available. NACS Cable Adaptable | SWTCH Energy | AXLU111001/48 | AX48 | AC | 11 | Single Port, Standalone network capability; OCA Full and Security certificates under software version V1.00 | EverCharge | E800-1017-01 | DCFC 240kW Power Cabinet | DC | 240 | OCA Full and Security certificates under software version 1.2009.0 (alternate company name on OCA cert - Wanbang Digital Energy Co., Ltd.)
Chargie | CH-L-48-PRACT-1-25 | 0 | AC | 11.52 | 0 | CHAEVI | CV-3FD180P-IUL | SONIC (180kW) (3 Phase, 4 Wire) | DC | 180 | Dual port. Stand-Alone Equipment 120,150,180kW Serial-UL listed. Dynamic Load Balancing Available. NACS Cable Adaptable | SWTCH Energy | AXLU191001/80 | AX80 | AC | 19.1 | Single Port, Standalone network capability | EverCharge | E800-1029-01 | DCFC 240kW Power Dispenser, w/Dual 200A CCS1 | DC | 240 | OCA Full and Security certificates under software version 1.2009.0 (alternate company name on OCA cert - Wanbang Digital Energy Co., Ltd.)
Chargie | CH-L-48-PRACT-1-25-32 | 0 | AC | 7.68 | 0 | CHAEVI | CV-3UD403P-NCC3 (CCS1/CCS1) | SUPERSONIC | DC | 400 | All-in-One Equipment - UL, CTEP listed - Dynamic Load Balancing Available - CCS/NACS Cable | SWTCH Energy | EX-1193-1 | SWTCH Lite-On Platinum IC3 80A | AC | 19.2 | Single Port NRTL Listed as EX-1193-1 | EverCharge | E800-1042-01 | DCFC 320kW All-in-One, w/ Dual CCS1 | DC | 320 | Dual port.
Chargie | CH-L-48-PRACT-1-25-40 | 0 | AC | 9.6 | 0 | CHAEVI | CV-3UD403P-NCN3 (CCS1/NACS) | SUPERSONIC | DC | 400 | All-in-One Equipment - UL, CTEP listed - Dynamic Load Balancing Available - CCS/NACS Cable | SWTCH Energy | EX-1193-3 | SWTCH Lite-On Platinum SC3 80A | AC | 19.2 | Single Port NRTL Listed as EX-1193-3 | EVSIS | JC-94F2-350-0T5 | DC Charger 350kW | DC | 350 | Dual port. CCS / NACS(Optional), OCPP 2.0.1 will be supported
Chargie | CH-L-48-PRAT-1-18 | 0 | AC | 11.52 | 0 | CHAEVI | CV-3UD403P-NDN3 (NACS/NACS) | SUPERSONIC | DC | 400 | All-in-One Equipment - UL, CTEP listed - Dynamic Load Balancing Available - CCS/NACS Cable | SWTCH Energy | IC3-32A-H-A | SWTCH Lite-On Platinum IC3 | AC | 7.6 | Single Port NRTL Listed as IC3-32A-H-A | EVSIS | JC-94F2-400-0T5 | DC Charger 400kW | DC | 400 | Dual port. CCS / NACS(Optional), OCPP 2.0.1 will be supported
Chargie | CH-L-48-PRAT-1-18-32 | 0 | AC | 7.68 | 0 | CHAEVI | DCV-3FD120-ICN | DUOCONIC (120kW) | DC | 120 | Dual port. Stand-Alone Equipment 120,150,180kW Serial-UL listed. Dynamic Load Balancing Available | SWTCH Energy | SC3-32A-H | SWTCH Lite-On Platinum SC3 | AC | 7.6 | Single Port NRTL Listed as SC3-32A-H | EVSIS | JC-9932-100-CT | DC Charger 100kW | DC | 100 | CCS/CHAdeMO (optional), OCPP 2.0.1 will be supported
Chargie | CH-L-48-PRAT-1-18-40 | 0 | AC | 9.6 | 0 | CHAEVI | DCV-3FD150-ICN | DUOCONIC (150kW) | DC | 150 | Dual port. Stand-Alone Equipment 120,150,180kW Serial-UL listed. Dynamic Load Balancing Available | SWTCH Energy | EVH006-48 | Joint Tech 48A | AC | 11.5 | Single port. | EVSIS | JC-9932-180-CT | DC Charger 180kW | DC | 180 | Dual port. CCS / NACS(Optional), OCPP 2.0.1 will be supported
Chargie | CH-L-48-PRAT-1-25 | 0 | AC | 11.52 | 0 | CHAEVI | DCV-3FD180-ICN | DUOCONIC (180kW) | DC | 180 | Dual port. Stand-Alone Equipment 120,150,180kW Serial-UL listed. Dynamic Load Balancing Available | Xeal | A10L-25J1-3 | Xeal-32A | AC | 7.7 | Single port. | EVSIS | JC-9932-240-CT | DC Charger 240kW | DC | 240 | Dual port. CCS / NACS(Optional), OCPP 2.0.1 will be supported
Chargie | CH-L-48-PRAT-1-25-32 | 0 | AC | 7.68 | 0 | Charge America | MCS1200 | MCS 4x16 Power Cabinet | DC | 1200 | Allows 5 CCS and 1 MCS connector as well as de-rated configuration with 1, 2, … 5 CCS ports and 0 or 1 MCS port (subject for additional certification) | Xiamen Topstar Co., LTD | TSEA240V/32AUS | TSEA240V/##AUS | AC | 7.6 | Single port. | FLO | Ultra | Ultra | DC | 320 | Dual port.
Chargie | CH-L-48-PRAT-1-25-40 | 0 | AC | 9.6 | 0 | Charge America | CCS360PM.XXXA.01001 | 360 kW System DC Charger | DC | 360 | Power Cabinet. 1x CCS1 connector or 1x CHAdeMO connector. NRTL listed as: Phihong DoWU362000D2PN-RW Vetted dispensers are CCS360SGD.XXXA.01001.300 NRTL listed as: Phihong DDWU362T00E2PN-RW CCS360DGD.XXXA.01001.200 NRTL listed as: DDWU362U0UE2PN-RW CCS360DGD.XXXB.01001.300-7 NRTL listed as: DDWU362U0UE2PN-RW | Xiamen Topstar Co., LTD | TSEA240V/40AUS | TSEA240V/##AUS | AC | 9.6 | Single port. | Ford Pro Charging | DC Charging Station 120kW | DC Charging Station 120kW | DC | 120 | Dual port.
CyberSwitching | CSE4-4G-BL | CSE4 | AC | 11.5 | Single Port | ChargePoint | CPE250C-625-CCS1-200A-**** | Express 250 | DC | 62.5 | ChargePoint Express 250 Station (62.5 kW) - includes Express 250 Station, 2x Power Modules, 1x CCS1 200A cable, 1x CHAdeMO cable or NACS, North America Modem/SIM, cUL and UL listed, requires CPE250-CMT-IMPERIAL in US, CPE250-CMT-METRIC in Canada. CPE250-CMT-IMPERIAL/METRIC not included. FWHA and FTA compliant models available as well as with integrated EMV Chip Reader terminal. | Xiamen Topstar Co., LTD | TSEA240V/48AUS | TSEA240V/##AUS | AC | 11.5 | Single port. | Ford Pro Charging | DC Charging Station 240kW | DC Charging Station 240kW | DC | 240 | Dual port.
CyberSwitching | CSE1-4G-BL | CSE1 | AC | 11.5 | Single Port | ChargePoint | CPE280-800-NA | Express 280 DC Fast Charging Station | DC | 160 | [Paired Unit] ChargePoint Express 280 Station (80 kW) - includes Express 280 Station, 2x Power Modules, 1 or 2 connectors including CCS1, CHAdeMO, NACS. North America Modem/SIM, cUL and UL listed, FWHA and FTA compliant models available. | Xiamen Topstar Co., LTD | TSEA240V/80AUS | TSEA240V/##AUS | AC | 19.2 | Single port. | Freewire | Boost 200 | Boost Charger 200 | DC | 200 | 1x CCS1 connector 1x CHAdeMO connector
CyberSwitching | CSE1-4G-BL-40 | CSE1 | AC | 7.5 | Single Port | ChargePoint | CPE280-800-NA | Express 280 DC Fast Charging Station | DC | 80 | [Single Unit] ChargePoint Express 280 Station (80 kW) - includes Express 280 Station, 2x Power Modules, 1 or 2 connectors including CCS1, CHAdeMO, NACS. North America Modem/SIM, cUL and UL listed, FWHA and FTA compliant models available. | Xiamen Topstar Co., LTD | TSED240V/32A2US | TSED240V/##A2US | AC | 7.6 | Dual port. | i-charging | blueberry CLUSTER | blueberry CLUSTER | DC | 500 | Four ports. Simultaneous charging, Dynamic Power Allocation, 50 to 900 kW. 1 to 3 Power Units (cabinets) and up to 4 plugs in dispenser and satellites
CyberSwitching | CSE1-WIFI-BL | CSE1 | AC | 11.5 | Single Port | ChargePoint | CPE280-800-NA-CHIP | Express 280 DC Fast Charging Station | DC | 160 | [Paired Unit, Credit Card Reader sku] ChargePoint Express 280 Station (80 kW) - includes Express 280 Station, 2x Power Modules, 1 or 2 connectors including CCS1, CHAdeMO, NACS. North America Modem/SIM, cUL and UL listed, FWHA and FTA compliant models available. | Xiamen Topstar Co., LTD | TSED240V/40A2US | TSED240V/##A2US | AC | 9.6 | Dual port. | i-charging | blueberry FUSION | blueberry FUSION | DC | 150 | Dual port. Simultaneous charging, Dynamic Power Allocation, 50, 100 and 150kW available
Delta | AWU70215BEMV | 0 | AC | 7.2 | Single Port, Standalone network capability | ChargePoint | CPE280-800-NA-CHIP | Express 280 DC Fast Charging Station | DC | 80 | [Single Unit, Credit Card Reader sku] ChargePoint Express 280 Station (80 kW) - includes Express 280 Station, 2x Power Modules, 1 or 2 connectors including CCS1, CHAdeMO, NACS. North America Modem/SIM, cUL and UL listed, FWHA and FTA compliant models available. | Xiamen Topstar Co., LTD | TSED240V/48A2US | TSED240V/##A2US | AC | 11.5 | Dual port. | i-charging | blueberry PLUS | PU 200 R2 / PU 300 R2 | DC | 500 | Four ports. Simultaneous charging, Dynamic Power Allocation, 50 to 900 kW. 1 to 3 Power Units (cabinets) and 1 Dispenser w 2 Plugs
Delta | EVMU3017MWS | 0 | AC | 7.2 | Single Port, Must acquire Gateway for network connectivity | ChargePoint | CPE280-800-NA-FHWA | Express 280 DC Fast Charging Station | DC | 160 | [Paired Unit, FHWA sku] ChargePoint Express 280 Station (80 kW) - includes Express 280 Station, 2x Power Modules, 1 or 2 connectors including CCS1, CHAdeMO, NACS. North America Modem/SIM, cUL and UL listed, FWHA and FTA compliant models available. | Xiamen Topstar Co., LTD | TSED240V/80A2US | TSED240V/##A2US | AC | 19.2 | Dual port. | InCharge | ICE 480 | ICE 480 | DC | 480 | Supports both CCS and CHAdeMO standards with one or two connectors. This DC Split System is designed to provide high power charging with distributed dispenser and power conversion units.
Delta | EVMU4017MWS | 0 | AC | 9.6 | Single Port, Must acquire Gateway for network connectivity | ChargePoint | CPE280-800-NA-FHWA | Express 280 DC Fast Charging Station | DC | 80 | [Single Unit, FHWA sku] ChargePoint Express 280 Station (80 kW) - includes Express 280 Station, 2x Power Modules, 1 or 2 connectors including CCS1, CHAdeMO, NACS. North America Modem/SIM, cUL and UL listed, FWHA and FTA compliant models available. | [6 empty] | InCharge | ICE CUBE 200kWh/200kW Battery Buffer | ICE CUBE 200kWh/200kW Battery Buffer | DC | 240 | Battery integrated DCFC. Up to 4 ports.
DynaChrg | EVJ002 | EVJ002 | AC | 19.2 | Single port. 48 amps and 80 amps | ChargePoint | Express Plus 1000 Power Block: CPPB0001*** PM1.5 43-001200-** EXPP-PL10##*-#*#*#-#*#*#-*** | Express Plus | DC | 500 | Express Plus system includes Power Block, Power Modules, and Power Link 1000 series; Used for Fleet or Commercial. | [6 empty] | InCharge | ICE-120 | ICE-120 | DC | 120 | 1x CCS1 connector 1x CHAdeMO connector NRTL listed as Shenzhen InfyPower : EXP120K2-FD-UU2 & EXP120K2-FS-U2
DynaChrg | EVJ005 | EVJ005 | AC | 11.5 | Dual port, each simultaneously 48 amps | ChargePoint | Express Plus 2000 (EXPP-PL20##-CHIP) | Express Plus | DC | 500 | [CHIP sku]Express Plus system includes Power Block, Power Modules, and Power Link 2000 series; Each Power Link Dispenser can include 1 or 2 connctor including CCS, NACS, or CHAdeMO | [6 empty] | InCharge | ICE-180 | ICE-180 | DC | 180 | 1x CCS1 connector 1x CHAdeMO connector NRTL listed as Shenzhen InfyPower : EXP180K2-FD-UU2 & EXP180K2-FS-U2
Eaton | CP6####-50A-L##-ETN | 6000 Series | AC | 12 | CP6000 family, NA, AC Station, 1 or 2 x Type 1 Cable, 50A or 80A, 1-Phase, 18' or 23' Cable, 6' or 8' Cable Management Kit, Pedestal or Wall Mount, 8" Touch Display, Contactless Credit Card and RFID Reader, Cellular/Wi-Fi, UL, Power Share Jumper, 1YR Parts Warranty, Optional credit card reader | ChargePoint | Express Plus 2000 (EXPP-PL20##-FHWA) | Express Plus | DC | 500 | [FHWA sku] Express Plus system includes Power Block, Power Modules, and Power Link 2000 series; Each Power Link Dispenser can include 1 or 2 connctor including CCS, NACS, or CHAdeMO | [6 empty] | InCharge | ICE-132 V2X | ICE-132 V2X | DC V2G | 132 | Dual port.
Eaton | CP6####-80A-L##-ETN | 6000 Series | AC | 19.2 | CP6000 family, NA, AC Station, 1 or 2 x Type 1 Cable, 50A or 80A, 1-Phase, 18' or 23' Cable, 6' or 8' Cable Management Kit, Pedestal or Wall Mount, 8" Touch Display, Contactless Credit Card and RFID Reader, Cellular/Wi-Fi, UL, Power Share Jumper, 1YR Parts Warranty, Optional credit card reader | ChargePoint | Express Plus 2000 (EXPP-PL20##) | Express Plus | DC | 500 | Express Plus system includes Power Block, Power Modules, and Power Link 2000 series; Each Power Link Dispenser can include 1 or 2 connctor including CCS, NACS, or CHAdeMO | [6 empty] | InCharge | IDC600K3-FMR5-2 | ICE-600 | DC | 600 | Ten ports.
Eaton | CPF50- L##-******-ETN | CPF50 | AC | 12 | CPF50 family, Single or Dual Port, Pedestal or Wall Mount, 50A, Type 1, Cable 18' or 23', Single Phase Charger, Cable Management Kit optional | ChargeSmart EV | CSEV-DC060 | 0 | DC | 60 | Single or dual port | [6 empty] | Ingeteam | RAPID 120 | RAPID 120 | DC | 120 | Stand-alone. Single or dual port. CCS1, NACS and/or CHAdeMO.
Eaton | CT40##-GW1-*****##-ETN | CT4000 | AC | 7.2 | CT4000 family, NA, AC Station, 1 or 2 x Type 1 Cable, 30A, 1-Phase, 18' or 23' Cable, 6' or 8' Cable Management Kit, Pedestal or Wall Mount, 5.7" Display, Contactless Credit Card and RFID Reader | ChargeSmart EV | CSEV-DC080 | 0 | DC | 80 | Single or dual port | [6 empty] | Ingeteam | RAPID 150 | RAPID 150 | DC | 150 | Stand-alone. Single or dual port. CCS1, NACS and/or CHAdeMO.
Eaton | GMEV32BAB-DC / GMEV32BR-DC / GMEV32BAB-JB / GMEV32BR-JB / GMEV32BR-WC / GMEV32BR-WCPL GMEV32XXX-XXXX | Green Motion EV Charger | AC | 7.7 | 0 | ChargeSmart EV | CSEV-DC100 | 0 | DC | 100 | Single or dual port | [6 empty] | Ingeteam | RAPID 180 | RAPID 180 | DC | 180 | Stand-alone. Single or dual port. CCS1, NACS and/or CHAdeMO.
Eaton | GMEV40CIE1B-WC/ GMEV40CIC1B-WC | Green Motion EV Charger | AC | 9.6 | 0 | ChargeSmart EV | CSEV-DC120 | 0 | DC | 120 | Single or dual port | [6 empty] | Jule (eCAMION) | Jule-100 | Jule Charger 100 | DC | 100 | DCFC that works with ESS w/ voltage range 650-800VDC
Eaton | GMEV40CME1B-WC/ GMEV40CMC1B-WC/ GMEV40CMX1B-WC | Green Motion EV Charger | AC | 9.6 | 0 | ChargeSmart EV | CSEV-DC140 | 0 | DC | 140 | Single or dual port | [6 empty] | Jule (eCAMION) | Jule-200 | Jule Charger 200 | DC | 200 | DCFC that works with ESS w/ voltage range 650-800VDC
Eaton | GMEV48CMC1-WC | Green Motion Building Pro | AC | 11.5 | Single port. | ChargeSmart EV | CSEV-DC160 | 0 | DC | 160 | Single or dual port | [6 empty] | Jule (eCAMION) | Jule-350 | Jule Charger 350 | DC | 350 | DCFC that works with ESS w/ voltage range 650-800VDC
Eaton | GMEV48CME1-WC | Green Motion Building Pro | AC | 11.5 | Single port. | ChargeSmart EV | CSEV-DC180 | 0 | DC | 180 | Single or dual port | [6 empty] | Kempower | C50####### C80####### | C-Series | DC | 600 | Up to 8 ports. Kempower Power Unit supplies DC power to various distributed dispenser ouputs including but not limited to the Kempower Satellite (offers single or dual port configurations), the Kempower Liquid Cooled Satellite, etc.. Details about qualifications relevant to each variant is detailed in the corresponding notes section.
Eaton | GMEV80CIE1B-WC/ GMEV80CIC1B-WC | Green Motion EV Charger | AC | 19.2 | 0 | ChargeSmart EV | CSEV-DC200 | 0 | DC | 200 | Single or dual port | [6 empty] | Kempower | C501### | C-Series | DC | 200 | 1-4 power modules supporting max output range of 50-200kW
Eaton | GMEV80CMC1-WC | Green Motion Fleet Pro | AC | 19.2 | Single port. | ChargeSmart EV | CSEV-DC220 | 0 | DC | 220 | Single or dual port | [6 empty] | Kempower | C502### | C-Series | DC | 350 | 1-7 power modules supporting max output range of 50-350kW
Eaton | GMEV80CMC1B-AA | Green Motion EV Charger | AC | 19.2 | AB Phasing/Cellular | ChargeSmart EV | CSEV-DC240 | 0 | DC | 240 | Single or dual port | [6 empty] | Kempower | C503### | C-Series | DC | 350 | 1-7 power modules supporting max output range of 50-350kW
Eaton | GMEV80CMC1B-AB | Green Motion EV Charger | AC | 19.2 | BC Phasing/Cellular | ChargeSmart EV | CSEV-DCHi | 0 | DC | 640 | The CSEV-DCHi has a power cabinet with dispenser set up. It comes in 320, 480, or 640kW options and can be purchased with 2, 4, 6, or 8 ports depending on the number of dispensers. | [6 empty] | Kempower | C801### | C-Series | DC | 200 | 1-4 power modules supporting max output range of 50-200kW
Eaton | GMEV80CMC1B-AC | Green Motion EV Charger | AC | 19.2 | CA Phasing/Cellular | ChargeTronix | CTX-AiO-120 | Apex 120kW DCFC | DC | 120 | Dual port. | [6 empty] | Kempower | C802### | C-Series | DC | 350 | 1-7 power modules supporting max output range of 50-350kW
Eaton | GMEV80CME1-WC | Green Motion Fleet Pro | AC | 19.2 | Single port. | ChargeTronix | CTX-AiO-160 | Apex 160kW DCFC | DC | 160 | Dual port. | [6 empty] | Kempower | C803### | C-Series | DC | 350 | 1-7 power modules supporting max output range of 50-350kW
Eaton | GMEV80CME1B-AA | Green Motion EV Charger | AC | 19.2 | AB Phasing/Wi-Fi | ChargeTronix | CTX-AiO-240 | Apex 240kW DCFC | DC | 240 | Dual port. | [6 empty] | Lincoln Electric | Velion 150 | Velion | DC | 150 | Single port.
Eaton | GMEV80CME1B-AB | Green Motion EV Charger | AC | 19.2 | BC Phasing/Wi-Fi | ChargeTronix | CTX-AiO-60 | Apex 60kW DCFC | DC | 60 | Dual port. | [6 empty] | Loop Global | EVS-FLASH-300-D01 | Infinity Flash (with screen) | DC | 300 | Dual port with screen. Power cabinet required: EVS-FLASH- 360-PC01
Eaton | GMEV80CME1B-AC | Green Motion EV Charger | AC | 19.2 | CA Phasing/Wi-Fi | ChargeTronix | Power Cabinet: CTX-DSPB-360 Dispenser: CTX-DST | Nexus 360kW Distributed System | DC | 360 | Up to 6 ports. | [6 empty] | Loop Global | EVS-FLASH-300-D01-150 | Infinity Flash (with screen)(derated) | DC | 150 | 150kW max per port
Eaton | GMEV80CME1B-WC/ GMEV80CMC1B-WC/ GMEV80CMX1B-WC | Green Motion EV Charger | AC | 19.2 | 0 | ChargeTronix | Power Cabinet: CTX-DSPB-480 Dispenser: CTX-DST | Nexus 480kW Distributed System | DC | 480 | Up to 6 ports. | [6 empty] | Loop Global | EVS-FLASH-300-D02 | Infinity Flash (without screen) | DC | 300 | Dual port without screen. Power cabinet required: EVS-FLASH- 360-PC01
EFACEC | Public Charger | Public Charger | AC | 7.2 | Dual Port, Standalone network capability | ChargeTronix | TP-EVPD-120kW | 120kW DCFC | DC | 120 | Dual Port ; either 2 x CCS or 1x CCS + 1x CHAdeMO or or 1x CCS + 1x NACS or 2 x NACS | [6 empty] | Loop Global | EVS-FLASH-300-D02-150 | Infinity Flash (without screen)(derated) | DC | 150 | 150kW max per port
EFACEC | Public Charger | Public Charger | AC | 7.2 | Single Port, Standalone network capability | ChargeTronix | TP-EVPD-160kW | 160kW DCFC | DC | 160 | Dual Port ; either 2 x CCS or 1x CCS + 1x CHAdeMO or or 1x CCS + 1x NACS or 2 x NACS | [6 empty] | Lynkwell | LW141-DC480/480-SA-CC18 | LW141-DC480/480-SA-CC18 | DC | 480 | Dual port. 2x CCS1 connector
Electron Charger | EC-EVC-L2-19KW-G2 | EC-EVC-L2-19KW-G2 | AC | 19.2 | Single port, 19.2kW, 208-240VAC, AC, LVL 2 Charger | ChargeTronix | TP-EVPD-180kW | 180kW DCFC | DC | 180 | Dual Port ; either 2 x CCS or 1x CCS + 1x CHAdeMO or or 1x CCS + 1x NACS or 2 x NACS | [6 empty] | Lynkwell | LW141-DC480/480-SA-CN-18 | LW141-DC480/480-SA-CN-18 | DC | 480 | Dual port. 1x CCS1 connector, 1x NACS/J3400 connector
Electron Charger | EC-EVC-L2-D19KW-G1 | EC-EVC-L2-D19KW-G1 | AC | 19.2 | Dual port, 19.2kW, 208-240VAC, AC, LVL 2 Charger | ChargeTronix | TP-EVPD-200kW | 200kW | DC | 200 | Dual Port ; either 2 x CCS or 1x CCS + 1x CHAdeMO or or 1x CCS + 1x NACS or 2 x NACS | [6 empty] | Lynkwell | LW141-DC480/400-SA-CC18 | LW141-DC480/400-SA-CC18 | DC | 400 | Dual port. 2x CCS1 connector
Electron Charger | EC-EVC-L2-11KW-G2 | EC-EVC-L2-11KW-G2 | AC | 11.5 | Single Port, 11.5KW, 208-240VAC, AC, LVL 2 Charger | ChargeTronix | TP-EVPD-240kW | 240kW DCFC | DC | 240 | Dual Port ; either 2 x CCS or 1x CCS + 1x CHAdeMO or or 1x CCS + 1x NACS or 2 x NACS | [6 empty] | Lynkwell | LW141-DC480/400-SA-CN18 | LW141-DC480/400-SA-CN18 | DC | 400 | Dual port. 1x CCS1 connector, 1x NACS/J3400 connector
Elinta Charge, UAB | CC-M2-USA-COM-PAY | CityCharge Mini2 | AC | 9.6 | Dual port. All-In-One Dual Charging System, Standalone, Spiral Cable, Network Capable EVSE, Optional Credit Card Reader. | ChargeTronix | TP-EVPD-300kW | 300kW DCFC | DC | 300 | Dual Port ; either 2 x CCS or 1x CCS + 1x CHAdeMO or or 1x CCS + 1x NACS or 2 x NACS | [6 empty] | Lynkwell | LW141-DC480/320-SA-CC18 | LW141-DC480/320-SA-CC18 | DC | 320 | Dual port. 2x CCS1 connector
Elinta Charge, UAB | CC-V2-USA-COM-PAY | CityCharge V2 | AC | 9.6 | Dual port. All-In-One Dual Charging System, Standalone, Spiral Cable, Network Capable EVSE, Optional Credit Card Reader. | ChargeTronix | TP-EVPD-360kW | 360kW DCFC | DC | 360 | Dual Port ; either 2 x CCS or 1x CCS + 1x CHAdeMO or or 1x CCS + 1x NACS or 2 x NACS | [6 empty] | Lynkwell | LW141-DC480/320-SA-CN18 | LW141-DC480/320-SA-CN18 | DC | 320 | Dual port. 1x CCS1 connector, 1x NACS/J3400 connector
Emporia | EMEVSE1 | EV Charger | AC | 11.52 | 0 | ChargeTronix | TP-EVPD-60kW | 60kW DCFC | DC | 60 | Dual Port ; either 2 x CCS or 1x CCS + 1x CHAdeMO or or 1x CCS + 1x NACS or 2 x NACS | [6 empty] | Lynkwell | LW141-DC100 | LW141-DC100 | DC | 100 | Single or dual port
EnergiSpot | ATLEU2-50AAS | Level 2 AC Charger | AC | 12 | Single port per unit, when configured as a dual unit on a single pedestal, each charger delivers their perscribed max output rating - never splitting power on a simutaneous charging session. | ChargeTronix | TP-V2G-60-480 | 0 | DC V2G | 60 | Bidirectional charger | [6 empty] | Lynkwell | LW141-DC120 | LW141-DC120 | DC | 120 | Single or dual port
EnergiSpot | ATLEU2-80AAS | Level 2 AC Charger | AC | 19.2 | Single port per unit, when configured as a dual unit on a single pedestal, each charger delivers their perscribed max output rating - never splitting power on a simutaneous charging session. | Daimler | Detroit eFill All-in-one 120 | eFill All-in-one 120 | DC | 120 | 1x CCS1 connector or 1x CHAdeMO connector. NRTL listed as Power Electronics NB1200U/NB120SU | [6 empty] | Lynkwell | LW141-DC140 | LW141-DC140 | DC | 140 | Single or dual port
EnergiSpot | ATLUE2-32AAS | Level 2 AC Charger | AC | 7.7 | Single port per unit, when configured as a dual unit on a single pedestal, each charger delivers their perscribed max output rating - never splitting power on a simutaneous charging session. | Daimler | Detroit eFill All-in-one 150 | eFill All-in-one 150 | DC | 150 | Power Cabinet. 1x CCS1 connector or 1x CHAdeMO connector NRTL Listed as Power Electronics NB1500U/NB150SU. Approved dispenser are Detroit eFill Compact Dispender Duo. NRTL Listed as Power Electronics NBDI2000U,NBDI3000U. | [6 empty] | Lynkwell | LW141-DC160 | LW141-DC160 | DC | 160 | Single or dual port
ENERGY5 | IC3-32A-H-A | ENERGY5 PowerPump (IC3) | AC | 7.6 | Single port. | Daimler | Detroit eFill All-in-one 180 | eFill All-in-one 180 | DC | 180 | 1x CCS1 connector or 1x CHAdeMO connector. NRTL listed as Power Electronics NB1800U/NB180SU. | [6 empty] | Lynkwell | LW141-DC180 | LW141-DC180 | DC | 180 | Single or dual port
ENERGY5 | SC3-32A-H | ENERGY5 PowerPump (SC3) | AC | 7.6 | Single port. | Daimler | Detroit eFill All-in-one 210 | eFill All-in-one 210 | DC | 210 | 1x CCS1 connector or 1x CHAdeMO connector. NRTL listed as Power Electronics NB2100U/NB210SU. | [6 empty] | Lynkwell | LW141-DC200 | LW141-DC200 | DC | 200 | Single or dual port
Enphase | CS-100 | ClipperCreek CS-100 | AC | 19.2 | Single port, Must acquire Gateway for network connectivity | Daimler | Detroit eFill All-in-one 240 | eFill All-in-one 240 | DC | 240 | 1x CCS1 connector or 1x CHAdeMO connector. NRTL listed as Power Electronics NB2400U/NB240SU. | [6 empty] | Lynkwell | LW141-DC220 | LW141-DC220 | DC | 220 | Single or dual port
Enphase | HCS-40 | EV Charger | AC | 7.7 | Single port, Must acquire Gateway for network connectivity | Daimler | Detroit eFill All-in-one 60 | eFill All-in-one 60 | DC | 60 | 1x CCS1 connector or 1x CHAdeMO connector. NRTL listed as Power Electronics NB0600U/NB060SU | [6 empty] | Lynkwell | LW141-DC240 | LW141-DC240 | DC | 240 | Single or dual port
Enphase | HCS-50 | EV Charger | AC | 9.6 | Single port, Must acquire Gateway for network connectivity | Daimler | Detroit eFill All-in-one 90 | eFill All-in-one 90 | DC | 90 | 1x CCS1 connector or 1x CHAdeMO connector. NRTL listed as Power Electronics NB0900U/NB090SU | [6 empty] | Lynkwell | LW141-DC640 | LW141-DC640 | DC | 640 | The DC HiPower has a power cabinet with dispenser set up. It comes in 320, 480, or 640kW options and can be purchased with 2, 4, 6, or 8 ports depending on the number of dispensers.
Enphase | HCS-60 | EV Charger | AC | 11.5 | Single port, Must acquire Gateway for network connectivity | Daimler | Detroit eFill Power Center 120 | eFill Power Center 120 | DC | 120 | Power Cabinet. 1x CCS1 connector or 1x CHAdeMO connector NRTL Listed as Power Electronics NBi1200U/NBi120SU. Approved dispenser are Detroit eFill Compact Dispender Duo. NRTL Listed as Power Electronics NBDI2000U,NBDI3000U. | [6 empty] | Lynkwell | LW301-DC200 | LW301-DC200 | DC | 200 | Single port.
Enphase | HCS-80 | EV Charger | AC | 15.4 | Single port, Must acquire Gateway for network connectivity | Daimler | Detroit eFill Power Center 150 | eFill Power Center 150 | DC | 150 | Power Cabinet. 1x CCS1 connector or 1x CHAdeMO connector NRTL Listed as Power Electronics NBi1500U/NBi150SU. Approved dispenser are Detroit eFill Compact Dispender Duo. NRTL Listed as Power Electronics NBDI2000U,NBDI3000U. | [6 empty] | Lynkwell | LW301-DC240 | LW301-DC240 | DC | 240 | OCA Full and Security certificates under software version 1.2009.0 (alternate company name on OCA cert - Wanbang Digital Energy Co., Ltd.)
Enphase | Zeal-32A | HCS-40 | AC | 7.7 | Single port, Must acquire Gateway for network connectivity | Daimler | Detroit eFill Power Center 180 | eFill Power Center 180 | DC | 180 | Power Cabinet. 1x CCS1 connector or 1x CHAdeMO connector NRTL Listed as Power Electronics NBi1800U/NBi180SU. Approved dispenser are Detroit eFill Compact Dispender Duo. NRTL Listed as Power Electronics NBDI2000U,NBDI3000U. | [6 empty] | Lynkwell | LW301-DC320 | LW301-DC320 | DC | 320 | Dual port.
EO Charging | EA000-LE-BLK | Genius | AC | 19.2 | Single Port, Standalone network capability | Daimler | Detroit eFill Power Center 60 | eFill Power Center 60 | DC | 60 | Power Cabinet. 1x CCS1 connector or 1x CHAdeMO connector NRTL Listed as Power Electronics NBi0600U/NBi060SU Approved dispenser are Detroit eFill Compact Dispender Duo. NRTL Listed as Power Electronics NBDI2000U,NBDI3000U. | [6 empty] | Lynkwell | LW401-DC200 | LW401-DC200 | DC | 200 | Up to 200kW per port. 2 ports. All-in-one system integrating AC-DC power conversion and DC output with one system
Epic Charging | EC48-AC | Epic48 | AC | 11.5 | Single Port, Standalone network capability | Daimler | Detroit eFill Power Center 90 | eFill Power Center 90 | DC | 90 | Power Cabinet. 1x CCS1 connector or 1x CHAdeMO connector NRTL Listed as Power Electronics NBi0900U/NBi090SU. Approved dispenser are Detroit eFill Compact Dispender Duo. NRTL Listed as Power Electronics NBDI2000U,NBDI3000U. | [6 empty] | Lynkwell | LW401-DC600 | LW401-DC600 | DC | 600 | This is distributed system that can connect up to two 400kW dispensers(Model no: DP400K-xx-PS-yy) ## : Varaiable based on any other options xx : Variable based on connector type(CCS1, NACS) yy : variable based on any other options
Epic Charging | EC80-AC | Epic80 | AC | 19.2 | Single Port, Standalone network capability | Delta | EVHU104UHAA05 | 0 | DC | 100 | 1x CCS1 connector 1x CHAdeMO connector | [6 empty] | Nidec | EVDIS-L120DAWM010 | DirectPowerPS Tower 120 Flagship | DC | 120 | 120kW all-in-one charger with 2 connectors, advertising display, and payment terminal. Alternate designations: DirectPowerPS 120 Flagship, DirectPowerPS 120
Epic Charging | ECB48-AC | Epic48 | AC | 11.5 | Single Port, Standalone network capability | Delta | EVHU104UMAA05 | 0 | DC | 100 | 1x CCS1 connector 1x CHAdeMO connector | [6 empty] | Nidec | EVDIS-L180DAWM010 | DirectPowerPS Tower 180 Flagship | DC | 180 | 180kW all-in-one charger with 2 connectors, advertising display, and payment terminal. Alternate designations: DirectPowerPS 180 Flagship, DirectPowerPS 180
Epic Charging | ECB80-AC | Epic80 | AC | 19.2 | Single Port, Standalone network capability | Delta | EVHU104UPAB | City 100kW | DC | 100 | 1x CCS1 connector 1x CHAdeMO connector | [6 empty] | Nidec | EVDIS-L240DAWM000 | DirectPowerPS Tower 240 Flagship | DC | 240 | 240kW all-in-one charger with 2 connectors, advertising display, and payment terminal. Alternate designations: DirectPowerPS 240 Flagship, DirectPowerPS 240
Espen | EVC/A32 | EVC/A32 | AC | 7.6 | Single port. | Delta | EVHU503UKBA | 0 | DC | 50 | 1x CCS1 connector 1x CHAdeMO connector | [6 empty] | Nidec | EVDIS-L300DAWM000 | DirectPowerPS Tower 300 Flagship | DC | 300 | 300kW all-in-one charger with 2 connectors, advertising display, and payment terminal. Alternate designations: DirectPowerPS 300 Flagship, DirectPowerPS 300
Espen | EVC/A40 | EVC/A40 | AC | 9.6 | Single port. | Delta | (EIDS-U200TSUU) | 0 | DC | 200 | 2x CCS1 connectors | [6 empty] | Nidec | EVDIS-L360DAWM000 | DirectPowerPS Tower 360 Flagship | DC | 360 | 360kW all-in-one charger with 2 connectors, advertising display, and payment terminal. Alternate designations: DirectPowerPS 360 Flagship, DirectPowerPS 360
Espen | EVC/A48 | EVC/A48 | AC | 11.5 | Single port. | Delta | EIDN-U200KTA01 | 0 | DC | 200 | 2x CCS1 connectors. Vetted dispensers are EIDD-U350SSUUAEG | [6 empty] | Nuvve | TP-160DC-V1G-H1-C, TP-160DC-V1G-H1-N, TP-160DC-V1G-H2-CC, TP-160DC-V1G-H2-NN, TP-160DC-V1G-H2-NC, TP-160DC-V1G-H1-C-BA, TP-160DC-V1G-H1-N-BA, TP-160DC-V1G-H2-CC-BA, TP-160DC-V1G-H2-NN-BA, TP-160DC-V1G-H2-NC-BA | EVSE Nuvve DCFC 160kW Smart Charging Station (Single or Dual Port, CCS1 or NACS, Power Sharing, non-BABA or BABA) | DC | 160 | Dual port. Can be configured with: 2x CCS, 2x NACS, 2x CHAdeMO, 1x CCS + 1x NACS, 1x CCS + 1x CHAdeMO
Espen | EVC/A48X2 | EVC/A48X2 | AC | 11.5 | Dual port. | Delta | EIDN-U350KTA01 | Delta HP 350kW | DC | 350 | 2x CCS1 connectors. Vetted dispensers are EIDD-U350SSUUAEG | [6 empty] | Nuvve | TP-180DC-V1G-H1-C, TP-180DC-V1G-H1-N, TP-180DC-V1G-H2-CC, TP-180DC-V1G-H2-NN, TP-180DC-V1G-H2-NC, TP-180DC-V1G-H1-C-BA, TP-180DC-V1G-H1-N-BA, TP-180DC-V1G-H2-CC-BA, TP-180DC-V1G-H2-NN-BA, TP-180DC-V1G-H2-NC-BA | EVSE Nuvve DCFC 180kW Smart Charging Station (Single or Dual Port, CCS1 or NACS, Power Sharing, non-BABA or BABA) | DC | 180 | Dual port. Can be configured with: 2x CCS, 2x NACS, 2x CHAdeMO, 1x CCS + 1x NACS, 1x CCS + 1x CHAdeMO
Espen | EVC/A48S | EVC/A48S | AC | 11.5 | Single port. | DynaChrg | EVN120F | Stand alone Fleet 120 | DC | 120 | 120kW all-in-one charger with 2 connectors. Alternate designations: DirectPowerPS 120 Fleet, DirectPowerPS 120 | [6 empty] | Nuvve | TP-300HPDC-V1G-H1-C, TP-300HPDC-V1G-H1-N, TP-300HPDC-V1G-H2-CC, TP-300HPDC-V1G-H2-NN, TP-300HPDC-V1G-H2-NC, TP-300HPDC-V1G-H1-C-BA, TP-300HPDC-V1G-H1-N-BA, TP-300HPDC-V1G-H2-CC-BA, TP-300HPDC-V1G-H2-NN-BA, TP-300HPDC-V1G-H2-NC-BA | EVSE Nuvve DCFC 300kW Smart Charging Station (Single or Dual Port, CCS1 or NACS, Power Sharing, non-BABA or BABA) | DC | 300 | Dual Port, either 2x CCS or 1x CCS + 1x CHAdeMO
Espen | EVC/A48SX2 | EVC/A48SX2 | AC | 11.5 | Dual Port | DynaChrg | EVN120P | Stand alone Advertising 120 | DC | 120 | 120kW all-in-one charger with 2 connectors, advertising display, and payment terminal. Alternate designations: DirectPowerPS 120 Flagship, DirectPowerPS 120 | [6 empty] | Nuvve | TP-360HPDC-V1G-H1-C, TP-360HPDC-V1G-H1-N, TP-360HPDC-V1G-H2-CC, TP-360HPDC-V1G-H2-NN, TP-360HPDC-V1G-H2-NC, TP-360HPDC-V1G-H1-C-BA, TP-360HPDC-V1G-H1-N-BA, TP-360HPDC-V1G-H2-CC-BA, TP-360HPDC-V1G-H2-NN-BA, TP-360HPDC-V1G-H2-NC-BA | EVSE Nuvve DCFC 360kW Smart Charging Station (Single or Dual Port, CCS1 or NACS, Power Sharing, non-BABA or BABA) | DC | 360 | Dual Port, either 2x CCS or 1x CCS + 1x CHAdeMO
Espen | EVC/A80 | EVC/A80 | AC | 19.2 | Single port. | DynaChrg | EVN180F | Stand alone Fleet 180 | DC | 180 | 180kW all-in-one charger with 2 connectors. Alternate designations: DirectPowerPS 180 Fleet, DirectPowerPS 180 | [6 empty] | Power Electronics | NB240U | NB400 | DC | 240 | Dual port.
Espen | EVC/A80S | EVC/A80S | AC | 19.2 | Single port. | DynaChrg | EVN180P | Stand alone Advertising 180 | DC | 180 | 180kW all-in-one charger with 2 connectors, advertising display, and payment terminal. Alternate designations: DirectPowerPS 180 Flagship, DirectPowerPS 180 | [6 empty] | Power Electronics | NB320U | NB400 | DC | 320 | Dual port.
EVBolt | Classic 11 | Classic 11 | AC | 11 | Single Port, Standalone network capability | DynaChrg | EVN240F | Stand alone Fleet 240 | DC | 240 | 240kW all-in-one charger with 2 connectors. Alternate designations: DirectPowerPS 240 Fleet, DirectPowerPS 240 | [6 empty] | Power Electronics | NB400U | NB400 | DC | 400 | Dual port.
EVBolt | EVB-AC-PAW | Classic 7 | AC | 7.7 | Single Port, Standalone network capability | DynaChrg | EVN240P | Stand alone Advertising 240 | DC | 240 | 240kW all-in-one charger with 2 connectors, advertising display, and payment terminal. Alternate designations: DirectPowerPS 240 Flagship, DirectPowerPS 240 | [6 empty] | Sinexcel | SEC1000/160Y-H-U； SEC1000/160Y-T-U； SEC1000/160Y-HH-U； SEC1000/160Y-TT-U； SEC1000/160Y-HT-U； SEC1000/120Y-H-U； SEC1000/120Y-T-U； SEC1000/120Y-HH-U； SEC1000/120Y-TT-U； SEC1000/120Y-HT-U； SEC1000/60Y-C-U； SEC1000/60Y-S-U； SEC1000/60Y-CC-U； SEC1000/60Y-SS-U； SEC1000/60Y-SC-U； | SEC160 | DC | 160 | Output range:200V-1000V efficiency:Up to 96% Full certification User-friendly ADA Multiple payment methods Support for customization PLUG& CHARGE Hardware 15118-Ready Can Output 350A CCS1 boost 500A NACS boost 400A
EVBolt | EVB-AC-PAX11 | Prestige II | AC | 11 | Single Port, Standalone network capability | DynaChrg | EVN300F | Stand alone Fleet 300 | DC | 300 | 300kW all-in-one charger with 2 connectors. Alternate designations: DirectPowerPS 300 Fleet, DirectPowerPS 300 | [6 empty] | Sinexcel | SEC1000/240Y-H-U SEC1000/240Y-HH-U SEC1000/240Y-HJ-U SEC1000/240Y-T-U SEC1000/240Y-HT-U SEC1000/240Y-TJ-U SEC1000/240Y-TT-U | SEC 240 | DC | 240 | Output range:200V-1000V efficiency:Up to 96% Full certification User-friendly ADA Multiple payment methods Support for customization PLUG& CHARGE Hardware 15118-Ready Can Output 350A CCS1 boost 500A NACS boost 400A
EVBolt | EVB-AC-PAX19 | Prestige 19 | AC | 19.1 | Single Port, Standalone network capability | DynaChrg | EVN300P | Stand alone Advertising 300 | DC | 300 | 300kW all-in-one charger with 2 connectors, advertising display, and payment terminal. Alternate designations: DirectPowerPS 300 Flagship, DirectPowerPS 300 | [6 empty] | Sinexcel | SEC1000/360F-N-U SEC1000/480F-N-U SEC1000/200U-C-U SEC1000/200U-CC-U SEC1000/200U-CJ-U SEC1000/300U-H-U SEC1000/300U-HH-U SEC1000/300U-HC-U SEC1000/300U-HJ-U SEC1000/500U-F-U SEC1000/500U-FH-U SEC1000/500U-FC-U SEC1000/500U-FJ-U SEC1000/300U-T-U SEC1000/300U-TJ-U SEC1000/300U-HT-U SEC1000/300U-TT-U SEC1000/300U-TC-U SEC1000/500U-FT-U | SEC 480 | DC | 480 | Output range:200V-1000V efficiency:Up to 96% Full certification User-friendly ADA Multiple payment methods Support for customization PLUG& CHARGE Hardware 15118-Ready Air cooling output 350A Liquid cooling sustained maximum output 500A
EVBox | Iqon IQ2303-###### | Iqon | AC | 7.2 | Dual Port , Standalone network capability | DynaChrg | EVN360F | Stand alone Fleet 360 | DC | 360 | 360kW all-in-one charger with 2 connectors. Alternate designations: DirectPowerPS 360 Fleet, DirectPowerPS 360 | [6 empty] | SK Signet | PC600K-PS-## | PC600K-PS-## | DC | 600 | This is distributed system that can connect up to two 400kW dispensers(Model no: DP400K-xx-PS-yy) ## : Varaiable based on any other options xx : Variable based on connector type(CCS1, NACS) yy : variable based on any other options
EVCHRON | iM2C-19.2KA | iM2C-19.2KA | AC | 19.2 | 0 | DynaChrg | EVN360P | Stand alone Advertising 360 | DC | 360 | 360kW all-in-one charger with 2 connectors, advertising display, and payment terminal. Alternate designations: DirectPowerPS 360 Flagship, DirectPowerPS 360 | [6 empty] | StarCharge | DC3200AN147XYZ/ DC2800AN147XYZ/ DC2400AN147XYZ/ DC1800AN147XYZ/ DC1500AN147XYZ/ DC1200AN147XYZ | Titan 320kW | DC | 320 | Dual port.
EVCHRON | iM3C-09K6A | iM3C-09K6A | AC | 9.6 | 0 | DynaChrg | EVS160 | 160kW Standalone Unit | DC | 160 | Output range:200V-1000V efficiency:Up to 96% Full certification User-friendly ADA Multiple payment methods Support for customization PLUG& CHARGE Hardware 15118-Ready Can Output 350A CCS1 boost 500A NACS boost 400A | [6 empty] | StarCharge | Neptune 240kW | Neptune 240kW | DC | 240 | OCA Full and Security certificates under software version 1.2009.0 (alternate company name on OCA cert - Wanbang Digital Energy Co., Ltd.)
EVCHRON | iM3C-11K5A | iM3C-11K5A | AC | 11.5 | 0 | DynaChrg | EVS240 | 240kW Standalone Unit | DC | 240 | Output range:200V-1000V efficiency:Up to 96% Full certification User-friendly ADA Multiple payment methods Support for customization PLUG& CHARGE Hardware 15118-Ready Can Output 350A CCS1 boost 500A NACS boost 400A | [6 empty] | StarCharge | Triton | Triton | DC | 200 | Single port.
EVCHRON | iM3C-15K6A | iM3C-15K6A | AC | 15.6 | 0 | DynaChrg | EVS480 | Distributed Model 480kW up to 3 Dual Port Dispensers | DC | 480 | Output range:200V-1000V efficiency:Up to 96% Full certification User-friendly ADA Multiple payment methods Support for customization PLUG& CHARGE Hardware 15118-Ready Air cooling output 350A Liquid cooling sustained maximum output 500A | [6 empty] | Tellus Power | TP-EVPD-160kW (TP5-160-480) | 0 | DC | 160 | Dual Port ; either 2 x CCS or 1x CCS + 1x CHAdeMO or or 1x CCS + 1x NACS or 2 x NACS
EverCharge | EV002-48,E800-1000 | EV02 | AC | 11.52 | Single Port, Standalone network capability | Eaton | CPE250C-625-CCS1-200A-****-ETN | Express 250 | DC | 62.5 | ChargePoint Express 250 Station (62.5 kW) - includes Express 250 Station, 2x Power Modules, 1x CCS1 200A cable, 1x CHAdeMO cable or NACS, North America Modem/SIM, cUL and UL listed, requires CPE250-CMT-IMPERIAL in US, CPE250-CMT-METRIC in Canada. CPE250-CMT-IMPERIAL/METRIC not included. FWHA and FTA compliant models available as well as with integrated EMV Chip Reader terminal. | [6 empty] | Tellus Power | TP-EVPD-180kW (TP5-180-480) | 0 | DC | 180 | Dual Port ; either 2 x CCS or 1x CCS + 1x CHAdeMO or or 1x CCS + 1x NACS or 2 x NACS
EverCharge | EV002-48,E800-1000-32A | EV02 | AC | 7.68 | Single Port, Standalone network capability | Eaton | CPE280-800-NA-CHIP-ETN | Express 280 DC Fast Charging Station | DC | 160 | [Paired Unit, Credit Card Reader sku] ChargePoint Express 280 Station (80 kW) - includes Express 280 Station, 2x Power Modules, 1 or 2 connectors including CCS1, CHAdeMO, NACS. North America Modem/SIM, cUL and UL listed, FWHA and FTA compliant models available. | [6 empty] | Tellus Power | TP-EVPD-300kW (TP5-300-480) | 0 | DC | 300 | Dual Port ; either 2 x CCS or 1x CCS + 1x CHAdeMO or or 1x CCS + 1x NACS or 2 x NACS
EverCharge | EV002-48,E800-1000-40A | EV02 | AC | 8.3 | Single Port, Standalone network capability | Eaton | CPE280-800-NA-CHIP-ETN | Express 280 DC Fast Charging Station | DC | 80 | [Single Unit, Credit Card Reader sku] ChargePoint Express 280 Station (80 kW) - includes Express 280 Station, 2x Power Modules, 1 or 2 connectors including CCS1, CHAdeMO, NACS. North America Modem/SIM, cUL and UL listed, FWHA and FTA compliant models available. | [6 empty] | Tellus Power | TP-EVPD-360kW (TP5-360-480) | 0 | DC | 360 | Dual Port ; either 2 x CCS or 1x CCS + 1x CHAdeMO or or 1x CCS + 1x NACS or 2 x NACS
EverCharge | EV002-80,E800-1001 | EV02 | AC | 19.2 | Single Port, Standalone network capability | Eaton | CPE280-800-NA-ETN | Express 280 DC Fast Charging Station | DC | 160 | [Paired Unit] ChargePoint Express 280 Station (80 kW) - includes Express 280 Station, 2x Power Modules, 1 or 2 connectors including CCS1, CHAdeMO, NACS. North America Modem/SIM, cUL and UL listed, FWHA and FTA compliant models available. | [6 empty] | Tesla | 1450758 | SuperCharger V3 Cabinet | DC | 387 | Up to 4 ports
EverCharge | EV002-80,E800-1001-40A | EV02 | AC | 8.3 | Single Port, Standalone network capability | Eaton | CPE280-800-NA-ETN | Express 280 DC Fast Charging Station | DC | 80 | [Single Unit] ChargePoint Express 280 Station (80 kW) - includes Express 280 Station, 2x Power Modules, 1 or 2 connectors including CCS1, CHAdeMO, NACS. North America Modem/SIM, cUL and UL listed, FWHA and FTA compliant models available. | [6 empty] | Tesla | 1732843 | SuperCharger V4 Post | DC | 250 | Single port
EVGateway | EGW-#C-32-# | 0 | AC | 7.7 | 0 | Eaton | CPE280-800-NA-FHWA-ETN | Express 280 DC Fast Charging Station | DC | 160 | [Paired Unit, FHWA sku] ChargePoint Express 280 Station (80 kW) - includes Express 280 Station, 2x Power Modules, 1 or 2 connectors including CCS1, CHAdeMO, NACS. North America Modem/SIM, cUL and UL listed, FWHA and FTA compliant models available. | [6 empty] | Wallbox | DCF3-3*[x]-8[yyyyyyy]-[zzz] | Supernova | DC | 180 | Dual port. * = 0 is 180kW max model, 1 is 120kW max model, 2 is 60kW max model; [x]: one digit numeric 0-9; [yyyyyyy]: seven digits numeric 0-9; [zzz]: three digits alphanumeric 0-9 and/or A-F
EVGateway | EGW-#C-40-# | 0 | AC | 9.6 | 0 | Eaton | CPE280-800-NA-FHWA-ETN | Express 280 DC Fast Charging Station | DC | 80 | [Single Unit, FHWA sku] ChargePoint Express 280 Station (80 kW) - includes Express 280 Station, 2x Power Modules, 1 or 2 connectors including CCS1, CHAdeMO, NACS. North America Modem/SIM, cUL and UL listed, FWHA and FTA compliant models available. | [6 empty] | Xcharge | C7AM-240-CC / C7AM-240-LQ- CC | C7AM | DC | 240 | Dual port DCFC (up to 400kW), available with both CCS1 and NACS (liquid or air cooled cable)
EVGateway | EGW-#C-48-# | 0 | AC | 11.5 | 0 | Eaton | EXPP-PL20##-CHIP-ETN | Express Plus 2000 | DC | 500 | [CHIP sku]Express Plus system includes Power Block, Power Modules, and Power Link 2000 series; Each Power Link Dispenser can include 1 or 2 connctor including CCS, NACS, or CHAdeMO | [6 empty] | Xcharge | C7AM-280-CC / C7AM-280-LQ-CC | C7AM | DC | 280 | Dual port DCFC (up to 400kW), available with both CCS1 and NACS (liquid or air cooled cable)
EVGateway | EGW-EX-1193-# | 0 | AC | 19.2 | 0 | Eaton | EXPP-PL20##-ETN | Express Plus 2000 | DC | 500 | Express Plus system includes Power Block, Power Modules, and Power Link 2000 series; Each Power Link Dispenser can include 1 or 2 connctor including CCS, NACS, or CHAdeMO | [6 empty] | Xcharge | C7AM-320-CC / C7AM-320-LQ-CC | C7AM | DC | 320 | Dual port DCFC (up to 400kW), available with both CCS1 and NACS (liquid or air cooled cable)
EVmode | EVM2000-EVM101U | EVM2000 | AC | 11.5 | Single port. | Eaton | EXPP-PL20##-FHWA-ETN | Express Plus 2000 | DC | 500 | [FHWA sku] Express Plus system includes Power Block, Power Modules, and Power Link 2000 series; Each Power Link Dispenser can include 1 or 2 connctor including CCS, NACS, or CHAdeMO | [6 empty] | Xcharge | C7AM-360-CC / C7AM-360-LQ-CC | C7AM | DC | 360 | Dual port DCFC (up to 400kW), available with both CCS1 and NACS (liquid or air cooled cable)
EvoCharge | EVC5001#### | EVC5001#### | AC | 12 | Single port. | Eaton | Express Plus 1000 Power Block: CPPB0001***-ETN PM1.5 43-001200-**-ETN EXPP-PL10##*-#*#*#-#*#*#-***-ETN | Express Plus | DC | 500 | Express Plus system includes Power Block, Power Modules, and Power Link 1000 series; Used for Fleet or Commercial. | [6 empty] | Xcharge | C7AM-400-CC / C7AM-400-LQ-CC | C7AM | DC | 400 | Dual port DCFC (up to 400kW), available with both CCS1 and NACS (liquid or air cooled cable)
EvoCharge | EVC5002XYYY | EVC50 | AC | 12 | Single port. | Eaton | GMDC100-CCSX2 | 100kW CCSX2 | DC | 100 | dual cable | [6 empty] | XCharge | NZS/2215, NZS/430 | GridLink 01, GridLink 02 | DC | 194 | All-in-one battery-integrated storage system delivering dual-port DC fast charging up to 194 kW with CCS1 and NACS, requiring minimal grid power for flexible, high-performance deployment.
EvoCharge | EVC5003XYYY | EVC50 LTE | AC | 12 | Single port. | Eaton | GMDC125-CCSX2 | 125kW CCSX2 | DC | 125 | dual cable | [6 empty] | Zerova | DQ480: DQWU482/DQWA482 | DQ Series: DQ480 | DC | 480 | Configurable to four or two cables
EvoCharge | EVO32-310-001 | iEVSE Plus 32 | AC | 7.7 | Single Port, Standalone network capability | Eaton | GMDC150-CCS | 150kW CCS | DC | 150 | Single port
EvoCharge | EVO32-310-002 | iEVSE Plus 32 | AC | 7.7 | Dual Port, Standalone network capability | Eaton | GMDC150-CCSX2 | 150kW CCSX2 | DC | 150 | dual cable
EvoCharge | EVO32-320-001 | iEVSE 32 | AC | 7.7 | Single Port, Standalone network capability | Eaton | GMDC50-CCS | 50kW CCS | DC | 50 | Single port
EvoCharge | EVO32-320-002 | iEVSE 32 | AC | 7.7 | Dual Port, Standalone network capability | Eaton | GMDC50-CCSX2 | 50kW CCSX2 | DC | 50 | dual cable
EvoCharge | EVO80-###-### | MAX80 | AC | 19.2 | 0 | Eaton | GMDC75-CCSX2 | 75kW CCSX2 | DC | 75 | dual cable
EvoCharge | W1-1962-#### | iEVSE | AC | 9.6 | 0 | EFACEC | HV160 | Ultra Fast Charging Station | DC | 160 | Vetted with non-liquid cooled cables.
EVPassport | Ezra Charger | Ezra | AC | 7.7 | Single Port, Standalone network capability NRTL listed as Phihong AWLU770001 | EFACEC | HV175 | Ultra Fast Charging Station | DC | 160 | Vetted with non-liquid cooled cables.
EVPassport | Howard Charger | Howard | AC | 19.2 | Single Port, Standalone network capability NRTL listed as ioTecha CCS-ACL2 | EFACEC | QC45 | Quick Charging Station | DC | 50 | 1x CCS1 connector 1x CHAdeMO connector
EVPassport | Rosa Charger | Rosa | AC | 11 | Single Port, Standalone network capability | Ekoenergetyka | AXE-S2A7-66XX4XXXX, AXE-S2A7-65XX4XXXX | Axon Easy 120 | DC | 120 | Dual port.
EVRange | AC1-1-32-11 | AC Power Pro Commercial 32A | AC | 7.7 | Single Port | Ekoenergetyka | AXE-S2A8-60XX4XXXX, AXE-S2A8-06XX4XXXX, AXE-S2A8-50XX4XXXX, AXE-S2A8-05XX4XXXX | Axon Easy 150 | DC | 150 | Dual port.
EVRange | AC1-1-32-21 | AC Power Pro Professional 32A | AC | 7.7 | Single Port | Ekoenergetyka | AXE-S2B0-65XX4XXXX, AXE-S2B0-66XX4XXXX | Axon Easy 180 | DC | 180 | Dual port.
EVRange | AC1-1-40-11 | AC Power Pro Commercial 40A | AC | 9.6 | Single Port | Electric Era | FC200K-##-## | PowerNode Charging Station | DC | 400 | 2 port DCFC (CCS, NACS, or CHAdeMO) with integrated 220kWh battery system capable of discharging 125kW or 233kW of power
EVRange | AC1-1-40-21 | AC Power Pro Professional 40A | AC | 9.6 | Single Port | Electrify America | HPC350K-PS | Electric Vehicle Charging Station | DC | 350 | 1x CCS1 connector 1x CHAdeMO connector Vetted dispensers are HDP350K-NCM2, HDP350K-NCM-G4
EVSE LLC | 3703 | ChargeWorks EV Charger | AC | 9.6 | Single port, Must acquire Gateway for network connectivity | Electron Charger | EC-EVC-L3-D120KW-G2 | EC-EVC-L3-D120KW-G2 | DC | 120 | Dual port, 120kW, 480VAC, DC, LVL 3 Charger
EVSE LLC | 3722 | EVSE Garage Overhead Charger | AC | 9.6 | Single port, Must acquire Gateway for network connectivity | Electron Charger | EC-EVC-L3-D60KW-G3 | EC-EVC-L3-D60KW-G3 | DC | 60 | Dual port, 60kW, 480VAC, DC, LVL 3 Charger
EVSE LLC | 3704 REV G | AutoCoil EV Charger | AC | 9.6 | Single port, Must acquire Gateway for network connectivity | Electron Charger | EC-EVC-L3-D240KW-G2 | EC-EVC-L3-D240KW-G2 | DC | 240 | Dual port, 240kW, 480VAC, DC, LVL 3 Charger
EVSE LLC | 3704-002 REV G | AutoCoil EV Charger | AC | 9.6 | Single port, Must acquire Gateway for network connectivity | EnergiSpot | DSPUE1-180 (T), DSPUE1-180 (P) | NRG 180 - DC DC Super Fast Charger | DC | 180 | Dual terminal configuration, 1 port per terminal, includes separate power cabinet
FLO | CoRe+ MAX | CoRe+™ MAX | AC | 19.2 | Single Port | EnergiSpot | DSPUE1-350 (T), DSPUE1-350 (P) | NRG 350 - DC Ultra Fast Charger | DC | 350 | Dual terminal configuration, 1 port per terminal, includes separate power cabinet
FLO | CoRe+ STD 21 FT | CoRe+™ | AC | 7.2 | Dual Port , Standalone network capability | iENERGIE360 US INC. dba. Injet | iNSCDA120K1 | Ampax | DC | 120 | Dual port.
FLO | FLO Home X5 Carbone | FLO Home™ X5 | AC | 7.2 | Single Port, Standalone network capability | iENERGIE360 US INC. dba. Injet | iNSCDA150K1 | Ampax | DC | 150 | Dual port.
FLO | FLO Home X5 Tungsten | FLO Home™ X5 | AC | 7.2 | Single Port, Standalone network capability | iENERGIE360 US INC. dba. Injet | iNSCDA180K1 | Ampax | DC | 180 | Dual port.
FLO | SmartTWO | SmartTWO™ Series | AC | 7.2 | Single Port, Standalone network capability | iENERGIE360 US INC. dba. Injet | iNSCDA240K1 | Ampax | DC | 240 | Dual port.
FLO | SmartTWO Cellular | SmartTWO™ Series | AC | 7.2 | Single Port, Standalone network capability | Espen | EVC/D060/S### | EVC/D060/S### | DC | 60 | 1x CCS1 connector 1x CHAdeMO connector
FLO | SmartTWO For City Curbside | SmartTWO™ Series | AC | 7.2 | Single Port, Standalone network capability | Espen | EVC/D060P/S### | EVC/D060P/S### | DC | 60 | Dual port.CCS1, NACS ,CHAdeMO (Optional).
Ford Pro Charging | FPC-AC0048ZC-### | Ford Pro AC Charging Station, 48A Series 2 | AC | 11.5 | Single Port. | Espen | EVC/D120/S### | EVC/D120/S### | DC | 120 | 1x CCS1 connector 1x CHAdeMO connector
Ford Pro Charging | FPC-AC0080ZC-U## | Ford Pro AC Charging Station, Series 2 | AC | 19.2 | Single Port NRTL Listed as EX-1193-1 | Espen | EVC/D180/S### | EVC/D180/S### | DC | 180 | 1x CCS1 connector 1x CHAdeMO connector; OCA Full and Security certificates under software version V1.00
Ford Pro Charging | FPC-AC0011ZC-U## | 0 | AC | 11.5 | Single Port NRTL listed as Siemens 8EM1314-5CG14-2FA2 | Espen | EVC/D360/S### | EVC/D360/S### | DC | 360 | Power Cabinet. 1x CCS1 connector or 1x CHAdeMO connector. Vetted dispensers are DDWU362T0TE2PN- RW DDWU362T0TE2N7-RW, DDWU362V00E2N7-RW DDWU362U0UE2PN-RW, DDWU362U0UE2N7-RW, DDWU362K0TE2PN-RW, DDWU362K0TE2N7-RW, DDWU362K0UE2PN-RW, DDWU362K0UE2N7-RW, DDWU362G00E2PN-RW, DDWU362G00E2N7-RW, DDWU362K00E2PN-RW, DDWU362K00E2N7-RW, DDWU362U00E2PN-RW, DDWU362U00E2N7-RW, DDWU362T00E2PN-RW, DDWU362T00E2N7-RW, DDWU362V0UE2PN-RW, DDWU362V0UE2N7-RW, DDWU362V0KE2PN-RW, DDWU362V0KE2N7-RW, DDWU362V0TE2PN-RW, DDWU362V0TE2N7-RW, DDWU362V00E2PN-RW.
Ford Pro Charging | FPC-AC0019ZC-U## | 0 | AC | 19.2 | Single Port NRTL listed as LiteOn EX 1193 XXXX certified models | EVBar | Atlas D160-US | Atlas D160-US | DC | 160 | Dual port. 160kW DCFC
FractalEV | FR-802E1DRNAK | FR-80 (ISO) | AC | 19.2 | Single port | EVBolt | Asterope 36 | Asterope 36 | DC | 360 | Power Cabinet. 1x CCS1 connector or 1x CHAdeMO connector. Vetted dispensers are DDWU362T0TE2PN- RW DDWU362T0TE2N7-RW, DDWU362V00E2N7-RW DDWU362U0UE2PN-RW, DDWU362U0UE2N7-RW, DDWU362K0TE2PN-RW, DDWU362K0TE2N7-RW, DDWU362K0UE2PN-RW, DDWU362K0UE2N7-RW, DDWU362G00E2PN-RW, DDWU362G00E2N7-RW, DDWU362K00E2PN-RW, DDWU362K00E2N7-RW, DDWU362U00E2PN-RW, DDWU362U00E2N7-RW, DDWU362T00E2PN-RW, DDWU362T00E2N7-RW, DDWU362V0UE2PN-RW, DDWU362V0UE2N7-RW, DDWU362V0KE2PN-RW, DDWU362V0KE2N7-RW, DDWU362V0TE2PN-RW, DDWU362V0TE2N7-RW, DDWU362V00E2PN-RW.
FractalEV | FR-482E1DRNAK | FR-48 (ISO) | AC | 11.5 | Single port | EVBolt | EVB-DC-PS120 | Asterope 12 | DC | 120 | 1x CCS1 connector and 1x CHAdeMO connector or 2x CCS1 connectors.
FractalEV | FR-482C1DRNAJ | FR-48 | AC | 11.5 | Single port | EVBolt | EVB-DC-PS180 | Asterope 18 | DC | 180 | 1x CCS1 connector 1x CHAdeMO connector
FractalEV | FR-802C1DRNAJ | FR-80 | AC | 19.2 | Single port | EVBolt | EVB-DC-PS60 | Asterope 6 | DC | 60 | 1x CCS1 connector 1x CHAdeMO connector
Free2Move | E21CA180Dx | 48A Charger | AC | 11 | Single Port, Standalone network capability; OCA Full and Security certificates under software version V1.00 | EVBolt | EVB-DC-PS90 | Asterope 9 | DC | 90 | 1x CCS1 connector 1x CHAdeMO connector
Free2Move | E21CH012## | 0 | AC | 11 | Single Port, Standalone network capability; OCA Full and Security certificates under software version V1.00 | EVBox | Troniq Modular | Troniq Modular | DC | 240 | 2 Ports
Free2Move | E21CH019Dx | 80A Charger | AC | 19.1 | Single Port, Standalone network capability | EverCharge | E800-1017-01 | DCFC 240kW Power Cabinet | DC | 240 | OCA Full and Security certificates under software version 1.2009.0 (alternate company name on OCA cert - Wanbang Digital Energy Co., Ltd.)
G9EV | JB3.0-XXX | Legacy | AC | 19.2 | 1 or 2 ports. In model number xxx represents two digits of output amperage & 1 digit signifying port quantity | EverCharge | E800-1029-01 | DCFC 240kW Power Dispenser, w/Dual 200A CCS1 | DC | 240 | OCA Full and Security certificates under software version 1.2009.0 (alternate company name on OCA cert - Wanbang Digital Energy Co., Ltd.)
Gateway International 360 | GW-EV75/XXX | GW-EV75/XXX | AC | 11.5 | Single port. | EverCharge | E800-1040-01 | DCFC 180kW All-in-One, w Dual CCS1 | DC | 180 | 0
Generac Power Systems | PUP2-U-1-5-N-GC2 | 40A Level 2 Plus | AC | 9.6 | Single Port | EverCharge | E800-1042-01 | DCFC 320kW All-in-One, w/ Dual CCS1 | DC | 320 | Dual port.
Generac Power Systems | PUP2-u-1-6-C-GC2 | 48A Level 2 Plus | AC | 11.5 | Single Port | EVPassport | C6AM150XX | C6AM150XX | DC | 150 | Standalone DCFC, no HPC needed, runs off its own power
Generac Power Systems | PUP3-U-1-6-C-GC2 | 48A Level 2 Pro | AC | 11.5 | # is a hold for cable length, connector type, power supply version, custom, and color. Payment terminal requirements aren't met by charger independently. We do allow integration with EVSP that have cloud-to-cloud integrations with payment terminals or kiosks. Examples can be provided. | EVPassport | C6AM90XX | C6AM90XX | DC | 95 | Runs on 208 3P power, standalone DCFC
ICAPIA | ICACLS4040 | i4040 | AC | 9.6 | Dual port. | EVPassport | Larry Charger | Larry | DC | 60 | 0
ICAPIA | ICACLS4080 | i4080 | AC | 19.2 | Dual port. | EVPassport | Ruth Charger | Ruth | DC | 120 | 0
ICAPIA | ICACLS80 | i80 | AC | 19.2 | Single port. | EVPassport | Zues Charger | Zeus | DC | 180 | 0
ICAPIA | ICACOP48 | OPAL OMNI 48 | AC | 11.5 | Single port. | EVSIS | JC-94F2-350-0T5 | DC Charger 350kW | DC | 350 | Dual port. CCS / NACS(Optional), OCPP 2.0.1 will be supported
InCharge | EX-1193-1 | 0 | AC | 19.2 | Single Port NRTL Listed as EX-1193-1 | EVSIS | JC-94F2-400-0T5 | DC Charger 400kW | DC | 400 | Dual port. CCS / NACS(Optional), OCPP 2.0.1 will be supported
InCharge | ICE 80A Dual | ICE 80A Dual | AC | 19.2 | Dual port. | EVSIS | JC-9932-100-CT | DC Charger 100kW | DC | 100 | CCS/CHAdeMO (optional), OCPP 2.0.1 will be supported
InCharge | ICE-40 AC | ICE-40 AC | AC | 9.6 | 40 A 9.6 kW | EVSIS | JC-9932-180-CT | DC Charger 180kW | DC | 180 | Dual port. CCS / NACS(Optional), OCPP 2.0.1 will be supported
InCharge | ICE-80 AC | ICE-80 AC | AC | 19.2 | 80 A 19.2 kW | EVSIS | JC-9932-240-CT | DC Charger 240kW | DC | 240 | Dual port. CCS / NACS(Optional), OCPP 2.0.1 will be supported
InCharge | ICE-80A Gen1 | ICE-80A Gen1 | AC | 19.2 | Single port. | FLO | SmartDC 100 | SmartDC™ 100 kW | DC | 100 | 1x CCS1 connector 1x CHAdeMO connector
InCharge | ICE-80A Gen2 | ICE-80A Gen2 | AC | 19.2 | Single port. | FLO | SmartDC 50 | SmartDC™ 50 kW | DC | 50 | 1x CCS1 connector 1x CHAdeMO connector;SDCV3-50-480-22-#
Integra Energy | IEV-48SEL | IEV-48SEL | AC | 11.5 | Single port. | FLO | Ultra | Ultra | DC | 320 | Dual port.
Integra Energy | IEV-48SEL-G2 | IEV-48SEL-G2 | AC | 11.5 | Single port. | Ford Pro Charging | DC Charging Station 120kW | DC Charging Station 120kW | DC | 120 | Dual port.
Integra Energy | IEV-80SEL | IEV-80SEL | AC | 19.2 | Single port. | Ford Pro Charging | DC Charging Station 240kW | DC Charging Station 240kW | DC | 240 | Dual port.
Integra Energy | IEV-80SEL-G2 | IEV-80SEL-G2 | AC | 19.2 | Single port. | Ford Pro Charging | FPC-DC0240AA-U## | 0 | DC | 240 | (Dealership only)
IoTecha | CCS-ACL2 / CCS-C80A | CCS-C80A-xxyyy | AC | 19.2 | Single Port. xx - cable length (15 or 25ft) yyy - LTE option | Ford Pro Charging | FPC-DC0060AA-U## | 0 | DC | 60 | Single or Dual Port 2x CCS1 connector . NRTL listed as Power Electronics NB060SU20
IoTecha | CCS-ACL2-40 / CCS-C40A | CCS-ACL2-40 / CCS-C40A | AC | 8.3 | Single Port. xx - cable length (15 or 25ft) yyy - LTE option | Ford Pro Charging | FPC-DC0120AA-U## | 0 | DC | 120 | 2x CCS1 200A or 300A connector NRTL listed as Power Electronics NB120SU20
IoTecha | CCS-C80C | CCS-C80C-xxyyy | AC | 19.2 | Single Port. xx - cable length (15 or 25ft) yyy - LTE option | Free2Move | E21CH060Dx | 0 | DC | 60 | 1x CCS1 connector 1x CHAdeMO connector
It's Electric Inc. | Brooklyn-718 | Brooklyn-718 | AC | 7.68 | Single port. Paired with SWTCH network | Free2Move | E21CH180## | 0 | DC | 180 | 1x CCS1 connector 1x CHAdeMO connector; OCA Full and Security certificates under software version V1.00
IXP, LLC | IXP-EVC10 | SMART CONNECTED LEVEL 2 EV CHARGING STATION | AC | 11.2 | 48A Max Charger, Screen, RFID, 4G Cellular, Wall-Mount, AmpUp LITE Plan, # determines plan length | Freewire | 900-00151-XX | Boost 150 | DC | 150 | Battery integrated DCFC
KIGT Inc. | B24030DC5 | 0 | AC | 6.6 | Dual Port, Standalone network capability | Freewire | Boost 200 | Boost Charger 200 | DC | 200 | 1x CCS1 connector 1x CHAdeMO connector
KIGT Inc. | B24030SC5# | 0 | AC | 6.6 | Single Port, Standalone network capability | Gateway International 360 | GW-EV4400-120/XXX | GW-EV4400-120/XXX | DC | 120 | 1x CCS1 connector 1x CHAdeMO connector
KIGT Inc. | B24030SH3 | 0 | AC | 6.6 | Single Port, Standalone network capability | Gateway International 360 | GW-EV4400-180/XXX | GW-EV4400-180/XXX | DC | 180 | 1x CCS1 connector 1x CHAdeMO connector; OCA Full and Security certificates under software version V1.00
IXP, LLC | IXP-E48 | IXP-E48 | AC | 11.5 | 0 | Gateway International 360 | GW-EV4400-360/XXX | GW-EV4400-360/XXX | DC | 360 | Power Cabinet. 1x CCS1 connector or 1x CHAdeMO connector. Vetted dispensers are DDWU362T0TE2PN- RW DDWU362T0TE2N7-RW, DDWU362V00E2N7-RW DDWU362U0UE2PN-RW, DDWU362U0UE2N7-RW, DDWU362K0TE2PN-RW, DDWU362K0TE2N7-RW, DDWU362K0UE2PN-RW, DDWU362K0UE2N7-RW, DDWU362G00E2PN-RW, DDWU362G00E2N7-RW, DDWU362K00E2PN-RW, DDWU362K00E2N7-RW, DDWU362U00E2PN-RW, DDWU362U00E2N7-RW, DDWU362T00E2PN-RW, DDWU362T00E2N7-RW, DDWU362V0UE2PN-RW, DDWU362V0UE2N7-RW, DDWU362V0KE2PN-RW, DDWU362V0KE2N7-RW, DDWU362V0TE2PN-RW, DDWU362V0TE2N7-RW, DDWU362V00E2PN-RW.
IXP, LLC | IXP-E80 | IXP-E80 | AC | 19.2 | EV Charger, 80 Amp, Level 2, 4G Module, ISO 15118 compliant, Credit Card Reader, Commercial, Gen 2, Orange | Gateway International 360 | GW-EV4400-60/XXX | GW-EV4400-60/XXX | DC | 60 | 1x CCS1 connector 1x CHAdeMO connector
LEDVANCE LLC | 75899 | EVC/48A/LVL2/C2/OR | AC | 11.5 | EV Charger, 48 Amp, Level 2, Commercial, Gen 2, Orange | Gravity | GR-LH500CX | 0 | DC | 500 | 0
LEDVANCE LLC | 75905 | EVC/48A/LVL2/4G/C2/OR | AC | 11.5 | EV Charger, 48Amp, Level 2, 4G Module, Commercial, Gen 2, Orange | Gravity | GT-AH200XX | 0 | DC | 200 | 0
LEDVANCE LLC | 75900 | EVC/48A/LVL2/ISO/C2/OR | AC | 11.5 | EV Charger, 48 Amp, Level 2, ISO 15118 compliant, Commercial, Gen 2, Orange | Gravity | GT-AV200XX | 0 | DC | 200 | 0
LEDVANCE LLC | 75906 | EVC/48A/LVL2/4G/ISO/C2/OR | AC | 11.5 | EV Charger, 48 Amp, Level 2, 4G Module, ISO 15118 compliant, Commercial, Gen 2, Orange | Gravity | GT-LAV500EX | 0 | DC | 500 | 0
LEDVANCE LLC | 75901 | EVC/48A/LVL2/ISO/CC/C2/OR | AC | 11.5 | EV Charger, 48 Amp, Level 2, ISO 15118 compliant, Credit Card Reader, Commercial, Gen 2, Orange | Gravity | GT-LLH500EX | 0 | DC | 500 | 0
LEDVANCE LLC | 75927 | EVC/48A/LVL2/4G/CC/C2/OR | AC | 11.5 | EV Charger, 48 Amp, Level 2, 4G Module, Credit Card Reader, Commercial, Gen 2, Orange | Gravity | GT-LV500CX | 0 | DC | 500 | 0
LEDVANCE LLC | 75907 | EVC/48A/LVL2/4G/ISO/CC/C2/OR | AC | 11.5 | EV Charger, 48 Amp, Level 2, 4G Module, ISO 15118 compliant, Credit Card Reader, Commercial, Gen 2, Orange | Heliox | HE9820014-01-AAV HE9820014-01-AAA | Flex 180 AIO | DC | 180 | Distributed charger system that supports has a built-in CCS1 cable and supports up to 2 additional connetion ports with applicable dispenser or pantograph
LEDVANCE LLC | 75902 | EVC/80A/LVL2/C2/OR | AC | 19.2 | EV Charger, 80 Amp, Level 2, Commercial, Gen 2, Orange | Heliox | HE9821001-01 | Flex 180 | DC | 180 | This product listing did not include the pantograph. Please consult with the manufacturer regarding pantograph selection. Pantographs are being Recognized under UL 2251. Field listing of system hardware may be required at deployment.
LEDVANCE LLC | 75915 | EVC/80A/LVL2/4G/C2/OR | AC | 19.2 | EV Charger, 80 Amp, Level 2, 4G Module, Commercial, Gen 2, Orange | Heliox | HE9822019-01 | Flex 360 | DC | 360 | Base product, 360kW, W DC HPC D UL
LEDVANCE LLC | 74903 | EVC/80A/LVL2/ISO/C2/OR | AC | 19.2 | EV Charger, 80 Amp, Level 2, ISO 15118 compliant, Commercial, Gen 2, Orange | Heliox | HE9823005-01 | Heliox 60kW | DC | 60 | Single port. Available as mobile, wall, or pedestal mount
LEDVANCE LLC | 75925 | EVC/80A/LVL2/4G/ISO/C2/OR | AC | 19.2 | EV Charger, 80 Amp, Level 2, 4G Module, ISO 15118 compliant, Commercial, Gen 2, Orange | i-charging | blueberry | BB50 | DC | 50 | Dual port
LEDVANCE LLC | 75904 | EVC/80A/LVL2/ISO/CC/C2/OR | AC | 19.2 | EV Charger, 80 Amp, Level 2, ISO 15118 compliant, Credit Card Reader, Commercial, Gen 2, Orange | i-charging | blueberry CLUSTER | blueberry CLUSTER | DC | 500 | Four ports. Simultaneous charging, Dynamic Power Allocation, 50 to 900 kW. 1 to 3 Power Units (cabinets) and up to 4 plugs in dispenser and satellites
LEDVANCE LLC | 75928 | EVC/80A/LVL2/4G/CC/C2/OR | AC | 19.2 | EV Charger, 80 Amp, Level 2, 4G Module, Credit Card Reader, Commercial, Gen 2, Orange | i-charging | blueberry FUSION | blueberry FUSION | DC | 150 | Dual port. Simultaneous charging, Dynamic Power Allocation, 50, 100 and 150kW available
LEDVANCE LLC | 75926 | EVC/80A/LVL2/4G/ISO/CC/C2/OR | AC | 19.2 | EV Charger, 80 Amp, Level 2, 4G Module, ISO 15118 compliant, Credit Card Reader, Commercial, Gen 2, Orange | i-charging | blueberry PLUS | PU 200 R2 / PU 300 R2 | DC | 500 | Four ports. Simultaneous charging, Dynamic Power Allocation, 50 to 900 kW. 1 to 3 Power Units (cabinets) and 1 Dispenser w 2 Plugs
Lenz | EVSE W1 40 A | 0 | AC | 9.6 | 0 | InCharge | ICE 480 | ICE 480 | DC | 480 | Supports both CCS and CHAdeMO standards with one or two connectors. This DC Split System is designed to provide high power charging with distributed dispenser and power conversion units.
LITE-ON | AC19L | AC19L | AC | 19 | 0 | InCharge | ICE CUBE 200kWh/200kW Battery Buffer | ICE CUBE 200kWh/200kW Battery Buffer | DC | 240 | Battery integrated DCFC. Up to 4 ports.
LITE-ON | AC7LC | AC7LC | AC | 7 | 0 | InCharge | ICE-120 | ICE-120 | DC | 120 | 1x CCS1 connector 1x CHAdeMO connector NRTL listed as Shenzhen InfyPower : EXP120K2-FD-UU2 & EXP120K2-FS-U2
LITE-ON | EX-1193-E | SC2 Plus 80A | AC | 19.2 | Single port. | InCharge | ICE-180 | ICE-180 | DC | 180 | 1x CCS1 connector 1x CHAdeMO connector NRTL listed as Shenzhen InfyPower : EXP180K2-FD-UU2 & EXP180K2-FS-U2
LITE-ON | EX-1193-H | IC2 80A POS | AC | 19.2 | Single port. | InCharge | ICE-60 | ICE-60 | DC | 60 | 1x CCS1 connector 1x CHAdeMO connector NRTL listed as Shenzhen InfyPower : EXP60K2-FD-UU2 & EXP60K2-FS-U2
LITE-ON | EX-1193-K | SC2 Plus 80A POS | AC | 19.2 | Single port. | InCharge | ICE-66 V2X | ICE-66 V2X | DC V2G | 66 | Single or dual port. Supports both CCS and CHAdeMO. Up to 2 ports.
LITE-ON | EX-1193-M | IC2 80A | AC | 19.2 | Single port. | InCharge | ICE-132 V2X | ICE-132 V2X | DC V2G | 132 | Dual port.
LITE-ON | EX-1193-T | SC2 80A | AC | 19.2 | Single port. | InCharge | ICE60K3-FDW-UU2 | ICE-60 DCWB | DC | 60 | Dual port.
LITE-ON | W1-UC168-0MF1F0 | SC48A | AC | 11.52 | Single port. | InCharge | IDC600K3-FMR5-2 | ICE-600 | DC | 600 | Ten ports.
LITE-ON | W1-UC168-0MF1F0 | ADV 48A | AC | 11.52 | Single port. | Ingeteam | RAPID 120 | RAPID 120 | DC | 120 | Stand-alone. Single or dual port. CCS1, NACS and/or CHAdeMO.
LITE-ON | W1-UC168-0MF1FR | ADV+ 48A | AC | 11.52 | Single port. | Ingeteam | RAPID 150 | RAPID 150 | DC | 150 | Stand-alone. Single or dual port. CCS1, NACS and/or CHAdeMO.
LITE-ON | W1-UC168-0MJ1EP | ADV+ 48A POS | AC | 11.52 | Single port. | Ingeteam | RAPID 180 | RAPID 180 | DC | 180 | Stand-alone. Single or dual port. CCS1, NACS and/or CHAdeMO.
LITE-ON | W1-UC168-0MK1ER | IC 48A | AC | 11.52 | Single port. | Ingeteam | RAPID 60E | RAPID 60E | DC | 60 | Stand-alone. Single or dual port. CCS1, NACS and/or CHAdeMO.
LITE-ON | W1-UC168-0ML1EP | IC 48A POS | AC | 11.52 | Single port. | Ingeteam | RAPID 90 | RAPID 90 | DC | 90 | Stand-alone. Single or dual port. CCS1, NACS and/or CHAdeMO.
Loop Global | EVS-32A-L2-001 | EV-Flex LITE | AC | 7.68 | SAE J1772, Standalone network capability | Integra Energy | IEV/D060/SXXX | IEV/D060/SXXX | DC | 60 | 1x CCS1 connector 1x CHAdeMO connector
Loop Global | EVS-32A-L2-002 | EV-Flex LITE | AC | 7.68 | SAE J1772, Standalone network capability | Integra Energy | IEV/D120/SXXX | IEV/D120/SXXX | DC | 120 | 1x CCS1 connector 1x CHAdeMO connector
Loop Global | EVS-80A-L2-001 | EV-Fleet | AC | 19.2 | SAE J1772, Standalone network capability | Integra Energy | IEV/D180/SXXX | IEV/D180/SXXX | DC | 180 | 1x CCS1 connector 1x CHAdeMO connector; OCA Full and Security certificates under software version V1.00
Loop Global | EVS-80A-L2-002 | EV-Fleet | AC | 19.2 | SAE J1772, Standalone network capability | Integra Energy | IEV/D360/SXXX | IEV/D360/SXXX | DC | 360 | Power Cabinet. 1x CCS1 connector or 1x CHAdeMO connector. Vetted dispensers are DDWU362T0TE2PN- RW DDWU362T0TE2N7-RW, DDWU362V00E2N7-RW DDWU362U0UE2PN-RW, DDWU362U0UE2N7-RW, DDWU362K0TE2PN-RW, DDWU362K0TE2N7-RW, DDWU362K0UE2PN-RW, DDWU362K0UE2N7-RW, DDWU362G00E2PN-RW, DDWU362G00E2N7-RW, DDWU362K00E2PN-RW, DDWU362K00E2N7-RW, DDWU362U00E2PN-RW, DDWU362U00E2N7-RW, DDWU362T00E2PN-RW, DDWU362T00E2N7-RW, DDWU362V0UE2PN-RW, DDWU362V0UE2N7-RW, DDWU362V0KE2PN-RW, DDWU362V0KE2N7-RW, DDWU362V0TE2PN-RW, DDWU362V0TE2N7-RW, DDWU362V00E2PN-RW.
Lynkwell | LW102-AC80-# | Xlynk | AC | 19.2 | Single port. | Jule (eCAMION) | Jule-100 | Jule Charger 100 | DC | 100 | DCFC that works with ESS w/ voltage range 650-800VDC
Lynkwell | LW101-AC48 | Xlynk | AC | 11.5 | Single port. | Jule (eCAMION) | Jule-200 | Jule Charger 200 | DC | 200 | DCFC that works with ESS w/ voltage range 650-800VDC
Lynkwell | LW141-AC50 | LW141-AC50 | AC | 12 | Single Port ; OCPP Full Certificate with software version V1.13.97 | Jule (eCAMION) | Jule-350 | Jule Charger 350 | DC | 350 | DCFC that works with ESS w/ voltage range 650-800VDC
Lynkwell | LW141-AC80 | LW141-AC80 | AC | 19.2 | Single port. | Kempower | C50####### C80####### | C-Series | DC | 600 | Up to 8 ports. Kempower Power Unit supplies DC power to various distributed dispenser ouputs including but not limited to the Kempower Satellite (offers single or dual port configurations), the Kempower Liquid Cooled Satellite, etc.. Details about qualifications relevant to each variant is detailed in the corresponding notes section.
Lynkwell | LW201-AC32 | LW201-AC32 | AC | 7.6 | 0 | Kempower | C501### | C-Series | DC | 200 | 1-4 power modules supporting max output range of 50-200kW
Lynkwell | LW201-AC80 | LW201-AC80 | AC | 19.2 | 0 | Kempower | C502### | C-Series | DC | 350 | 1-7 power modules supporting max output range of 50-350kW
Lynkwell | LW202-AC32 | LW202-AC32 | AC | 7.7 | Single port. | Kempower | C503### | C-Series | DC | 350 | 1-7 power modules supporting max output range of 50-350kW
Lynkwell | LW202-AC48 | LW202-AC48 | AC | 11.52 | Single port. | Kempower | C801### | C-Series | DC | 200 | 1-4 power modules supporting max output range of 50-200kW
Lynkwell | LW202-AC80 | LW202-AC80 | AC | 19.2 | Single port. | Kempower | C802### | C-Series | DC | 350 | 1-7 power modules supporting max output range of 50-350kW
Maverick LED | MES-EV-LH-DG80 | MES LH Series Dual Gun 80A Dual 40A | AC | 19.2 | Dual port. Note: Single charging 80A, simultaneous charging 40A | Kempower | C803### | C-Series | DC | 350 | 1-7 power modules supporting max output range of 50-350kW
Maverick LED | MES-EV-TS-5-DG40-WM-US-R | MES TS Series Dual Gun 48A/48A | AC | 11.5 | Dual port. NRTL Code Variation: MES-EV-TS-5-DG40-WM-US-R MES-EV-TS-5-DG40- WM-US-RG MES-EV-TS-5-DG40-WM-US-RP MESEV-TS-5-DG40-WM-US-RGP MES-EV-TS-5L-DG40-WM-US-R MES-EV-TS5L-DG40-WM-US-RG MES-EV-TS-5L-DG40-WM-USRP MES-EV-TS-5L-DG40-WM-US-RGP | Lincoln Electric | Velion 150 | Velion | DC | 150 | Single port.
Maverick LED | MES-EV-TS-5-DG80-WM-US-R | MES TS Series Dual Gun 80A/80A | AC | 19.2 | Dual port. NRTL Code Variation: MES-EV-TS-5-DG80- WM-US-R MES-EV-TS-5-DG80-WM-US-RG MES-EVTS-5-DG80-WM-US-RP MES-EV-TS-5-DG80-WM-USRGP MES-EV-TS5L-DG80-WM-US-R MES-EV-TS-5L-DG80-WM-USRG MES-EV-TS-5L-DG80-WM-US-RP MES-EV-TS5L-DG80-WM-US-RGP | Loop Global | EVS-FLASH-300-D01 | Infinity Flash (with screen) | DC | 300 | Dual port with screen. Power cabinet required: EVS-FLASH- 360-PC01
Noodoe | AC11P/ AC11P Exceed | 0 | AC | 11.5 | Single port. | Loop Global | EVS-FLASH-300-D01-150 | Infinity Flash (with screen)(derated) | DC | 150 | 150kW max per port
Noodoe | AC007LISXX25240WUS1 (AC7L) | 0 | AC | 7 | Single Port, Standalone network capability | Loop Global | EVS-FLASH-300-D02 | Infinity Flash (without screen) | DC | 300 | Dual port without screen. Power cabinet required: EVS-FLASH- 360-PC01
Noodoe | AC007LISXX25240WUS2 (AC7LC) | 0 | AC | 7 | Single Port, Standalone network capability | Loop Global | EVS-FLASH-300-D02-150 | Infinity Flash (without screen)(derated) | DC | 150 | 150kW max per port
Noodoe | AC19L | 0 | AC | 19 | Single Port, Standalone network capability | Lynkwell | LW141-DC480/480-SA-CC18 | LW141-DC480/480-SA-CC18 | DC | 480 | Dual port. 2x CCS1 connector
Noodoe | AC19L Exceed | 0 | AC | 19 | Single Port, Standalone network capability | Lynkwell | LW141-DC480/480-SA-CN-18 | LW141-DC480/480-SA-CN-18 | DC | 480 | Dual port. 1x CCS1 connector, 1x NACS/J3400 connector
Noodoe | W1000 | 0 | AC | 7.2 | Single Port, Standalone network capability | Lynkwell | LW141-DC480/400-SA-CC18 | LW141-DC480/400-SA-CC18 | DC | 400 | Dual port. 2x CCS1 connector
Nuvve | EVSE-B-P1-H1 | EVSE PowerPort Neo 19kW L2 (1 phase, J1772) | AC | 19.2 | Single Port, Standalone network capability | Lynkwell | LW141-DC480/400-SA-CN18 | LW141-DC480/400-SA-CN18 | DC | 400 | Dual port. 1x CCS1 connector, 1x NACS/J3400 connector
OpConnect | IC80 | IC80 | AC | 19.2 | Single Port NRTL Listed as EX-1193-1 | Lynkwell | LW141-DC480/320-SA-CC18 | LW141-DC480/320-SA-CC18 | DC | 320 | Dual port. 2x CCS1 connector
OpConnect | OC-IC3-32AH | 0 | AC | 7.2 | Single Port, Standalone network capability | Lynkwell | LW141-DC480/320-SA-CN18 | LW141-DC480/320-SA-CN18 | DC | 320 | Dual port. 1x CCS1 connector, 1x NACS/J3400 connector
OpConnect | OC-SC3-32AN | 0 | AC | 7.7 | Single Port, Standalone network capability | Lynkwell | LW141-DC100 | LW141-DC100 | DC | 100 | Single or dual port
OpConnect | SC80 | SC80 | AC | 19.2 | Single Port NRTL Listed as EX-1193-3 | Lynkwell | LW141-DC120 | LW141-DC120 | DC | 120 | Single or dual port
Plugzio | M3P140U | Cando | AC | 9.6 | Single port | Lynkwell | LW141-DC140 | LW141-DC140 | DC | 140 | Single or dual port
PowerFlex Systems | EX-1193-M | IC 80A Gen2 | AC | 19.2 | Single port. | Lynkwell | LW141-DC160 | LW141-DC160 | DC | 160 | Single or dual port
PowerFlex Systems | JNT-EVC10 (PF-JT48) | 0 | AC | 11.52 | Must acquire Nexus | Lynkwell | LW141-DC180 | LW141-DC180 | DC | 180 | Single or dual port
PowerFlex Systems | W1-UC168-0MF1FR | ADV+48A / SC48 | AC | 11.6 | Single port. | Lynkwell | LW141-DC200 | LW141-DC200 | DC | 200 | Single or dual port
PowerFlex Systems | W1-UC168-0MK1ER | IC 48A | AC | 11.6 | Single port. | Lynkwell | LW141-DC220 | LW141-DC220 | DC | 220 | Single or dual port
PowerFlex Systems | W1-UC168-0ML1EP | IC 48A with POS | AC | 11.6 | Single port. | Lynkwell | LW141-DC240 | LW141-DC240 | DC | 240 | Single or dual port
PowerPump | AC550 | AC550 | AC | 10 | Single Port. | Lynkwell | LW141-DC60 | LW141-DC60 | DC | 60 | Single or dual port
QCharge123 | QAC2-BC | Commercial Charger | AC | 19.2 | Single or dual port. | Lynkwell | LW141-DC640 | LW141-DC640 | DC | 640 | The DC HiPower has a power cabinet with dispenser set up. It comes in 320, 480, or 640kW options and can be purchased with 2, 4, 6, or 8 ports depending on the number of dispensers.
QCharge123 | QAC2-BR | Residential/Low Commercial Charger | AC | 9.6 | Single port. | Lynkwell | LW141-DC80 | LW141-DC80 | DC | 80 | Single or dual port
RAB Lighting Inc. | EVC48 | EVC48 | AC | 11 | Single Port, Standalone network capability; OCA Full and Security certificates under software version V1.00 | Lynkwell | LW301-DC-180 | LW301-DC-180 | DC | 180 | 0
SARIN Energy | SES-EVC-AC48A01HW-U-***** | Deluxe Premium Commercial Charger | AC | 11.5 | Single port. This unit has been tested with Stay-N-Charge software and may be purchased with configuration to this network. However, the unit is capable of operating on any OCPP compliant network. | Lynkwell | LW301-DC200 | LW301-DC200 | DC | 200 | Single port.
Siemens | 8EM13105HF141GA2 | VersiCharge AC 48A NTEP | AC | 11.5 | Single Port, Standalone network capability | Lynkwell | LW301-DC240 | LW301-DC240 | DC | 240 | OCA Full and Security certificates under software version 1.2009.0 (alternate company name on OCA cert - Wanbang Digital Energy Co., Ltd.)
Siemens | 8EM13155HG141GA2 | VersiCharge Blue AC 48A NTEP | AC | 11.5 | Single Port, Standalone network capability | Lynkwell | LW301-DC320 | LW301-DC320 | DC | 320 | Dual port.
Siemens | VCSG30GCPUW | VersiCharge | AC | 7.2 | Single Port, Must acquire Gateway for network connectivity | Lynkwell | LW301-DC60 | LW301-DC60 | DC | 60 | 0
Siemens | VersiCharge 11.5kW 8EM1310-5CF14-0GA0 | VersiCharge | AC | 11.5 | Single Port, Standalone network capability | Lynkwell | LW401-DC200 | LW401-DC200 | DC | 200 | Up to 200kW per port. 2 ports. All-in-one system integrating AC-DC power conversion and DC output with one system
Siemens | VersiCharge 11.5kW 8EM1310-5CF14-1GA2 | VersiCharge | AC | 11.5 | Single Port, Standalone network capability | Lynkwell | LW401-DC600 | LW401-DC600 | DC | 600 | This is distributed system that can connect up to two 400kW dispensers(Model no: DP400K-xx-PS-yy) ## : Varaiable based on any other options xx : Variable based on connector type(CCS1, NACS) yy : variable based on any other options
Siemens | VersiCharge 11.5kW 8EM1312-5CF18-0FA3 | VersiCharge | AC | 11.5 | Single Port, Standalone network capability | Nidec | EVDIS-L120DAWM010 | DirectPowerPS Tower 120 Flagship | DC | 120 | 120kW all-in-one charger with 2 connectors, advertising display, and payment terminal. Alternate designations: DirectPowerPS 120 Flagship, DirectPowerPS 120
Siemens | VersiCharge 9.6kW 8EM1310-4CF14-0GA0 | VersiCharge | AC | 9.6 | Single Port, Standalone network capability | Nidec | EVDIS-L120DFW00041 | DirectPowerPS Tower 120 Fleet | DC | 120 | 120kW all-in-one charger with 2 connectors. Alternate designations: DirectPowerPS 120 Fleet, DirectPowerPS 120
Siemens | VersiCharge 9.6kW 8EM1310-4CF14-1GA2 | VersiCharge | AC | 9.6 | Single Port, Standalone network capability | Nidec | EVDIS-L180DAWM010 | DirectPowerPS Tower 180 Flagship | DC | 180 | 180kW all-in-one charger with 2 connectors, advertising display, and payment terminal. Alternate designations: DirectPowerPS 180 Flagship, DirectPowerPS 180
Siemens | VersiCharge 9.6kW 8EM1312-4CF18-0FA3 | VersiCharge | AC | 9.6 | Single Port, Standalone network capability | Nidec | EVDIS-L180DFW00041 | DirectPowerPS Tower 180 Fleet | DC | 180 | 180kW all-in-one charger with 2 connectors. Alternate designations: DirectPowerPS 180 Fleet, DirectPowerPS 180
StarCharge | AC###AN030###### | Artemis | AC | 19.2 | Single port. | Nidec | EVDIS-L240DAWM000 | DirectPowerPS Tower 240 Flagship | DC | 240 | 240kW all-in-one charger with 2 connectors, advertising display, and payment terminal. Alternate designations: DirectPowerPS 240 Flagship, DirectPowerPS 240
StarCharge | Aurora 7 | Aurora 7 | AC | 7.7 | Single Port | Nidec | EVDIS-L240DFW00031 | DirectPowerPS Tower 240 Fleet | DC | 240 | 240kW all-in-one charger with 2 connectors. Alternate designations: DirectPowerPS 240 Fleet, DirectPowerPS 240
SWTCH Energy | AXLU111001/48 | AX48 | AC | 11 | Single Port, Standalone network capability; OCA Full and Security certificates under software version V1.00 | Nidec | EVDIS-L300DAWM000 | DirectPowerPS Tower 300 Flagship | DC | 300 | 300kW all-in-one charger with 2 connectors, advertising display, and payment terminal. Alternate designations: DirectPowerPS 300 Flagship, DirectPowerPS 300
SWTCH Energy | AXLU191001/80 | AX80 | AC | 19.1 | Single Port, Standalone network capability | Nidec | EVDIS-L300DFW00031 | DirectPowerPS Tower 300 Fleet | DC | 300 | 300kW all-in-one charger with 2 connectors. Alternate designations: DirectPowerPS 300 Fleet, DirectPowerPS 300
SWTCH Energy | EX-1193-1 | SWTCH Lite-On Platinum IC3 80A | AC | 19.2 | Single Port NRTL Listed as EX-1193-1 | Nidec | EVDIS-L360DAWM000 | DirectPowerPS Tower 360 Flagship | DC | 360 | 360kW all-in-one charger with 2 connectors, advertising display, and payment terminal. Alternate designations: DirectPowerPS 360 Flagship, DirectPowerPS 360
SWTCH Energy | EX-1193-3 | SWTCH Lite-On Platinum SC3 80A | AC | 19.2 | Single Port NRTL Listed as EX-1193-3 | Nidec | EVDIS-L360DFW00031 | DirectPowerPS Tower 360 Fleet | DC | 360 | 360kW all-in-one charger with 2 connectors. Alternate designations: DirectPowerPS 360 Fleet, DirectPowerPS 360
SWTCH Energy | IC3-32A-H-A | SWTCH Lite-On Platinum IC3 | AC | 7.6 | Single Port NRTL Listed as IC3-32A-H-A | Noodoe | DC060PHCSX13480SUS1 | 0 | DC | 60 | 1x CCS1 connector 1x CHAdeMO connector
SWTCH Energy | SC3-32A-H | SWTCH Lite-On Platinum SC3 | AC | 7.6 | Single Port NRTL Listed as SC3-32A-H | Noodoe | DC060PHSSX13480SUS1 | 0 | DC | 60 | 2x CCS1 connector
SWTCH Energy | EVH006-48 | Joint Tech 48A | AC | 11.5 | Single port. | Noodoe | DC090PHCSX13480SUS1 | 0 | DC | 90 | 1x CCS1 connector 1x CHAdeMO connector
TECO-Westinghouse | AWLU770001/ AW32 | 0 | AC | 7.7 | Single Port, Standalone network capability | Noodoe | DC090PHSSX13480SUS1 | 0 | DC | 90 | 2x CCS1 connector
TECO-Westinghouse | AXLU111001/ AX48 | Nexe VersaCharge 360kW | AC | 11 | Single Port, Standalone network capability | Noodoe | DC120PHCSX13480SUS1 | 0 | DC | 120 | 1x CCS1 connector 1x CHAdeMO connector
Tellus Power | TP-EVVA-80A | 0 | AC | 19.2 | Networked charging station | Noodoe | DC120PHSSX13480SUS1 | 0 | DC | 120 | 2x CCS1 connector
Tellus Power | UP160J-#MP-### | 0 | AC | 7.2 | Dual Port, Must acquire Gateway for network connectivity | Noodoe | DC150PHCSX13480SUS1 | 0 | DC | 150 | 1x CCS1 connector 1x CHAdeMO connector
Tellus Power | UP80J-#MP-### | 0 | AC | 7.2 | Single Port, Must acquire Gateway for network connectivity | Noodoe | DC150PHSSX13480SUS1 | 0 | DC | 150 | 2x CCS1 connector
Tesla | 1457768-XY-Z | Wall Connector 3.0 | AC | 11.52 | The Tesla Wall Connector 3.0 with integrated RCD protective functions; Type A (≤30mA) and DC (6mA), meet the requirements of the product safety standard IEC 6185-1:2017, and the European installation standard HD/IEC 60364-7-722:2018, Clause § 722.531.2.101 Residual Current Protective Devices, without the need to install an external RCD protective device. The use of an external RCD protective device at the connection point can be installed, although not mandatory**. **Note: Local wiring regulations applicable to site installation will always take precedence. | Noodoe | DC180PHCSX13480SUS1 | 0 | DC | 180 | 1x CCS1 connector 1x CHAdeMO connector
Tesla | 1734412-XY-Z | Universal Wall Connector | AC | 11.52 | The Tesla Universal Wall Connector is compatible with Tesla and non-Tesla electric vehicle models. It provides up to 48A of continuous current that offers 77 km or 44 miles of range per hour of charge. It is approved for indoor and outdoor installation. The Universal Wall Connector can support AC charging for vehicles with NACS or J1772 chargeports through the use of a J1772 adapter that docks into the side of the Wall Connector. | Noodoe | DC180PHSSX13480SUS1 | 0 | DC | 180 | 2x CCS1 connector
TurnOnGreen | EVP1100-W/CPEVAC-11KW-J17-W EVP1100-WG/CPEVAC-11KW-J17-WG CPEVAC-11KW-S18-# | 0 | AC | 11.4 | Single Port | NorthCharge US LLC. | ADC002C190NACS90 | CORE 180 | DC | 180 | Dual port.
TurnOnGreen | EVP700-W/CPEVAC-7KW-J17-W/ EVP700-G/CPEVAC-7KW-J17-G CPEVAC-7KW-S17-# | 0 | AC | 7.6 | Single Port | Nuvve | DC RES-HD125-V2G (RES-HD125-V2G) | DC Rapid HD Charging Station 125kW | DC V2G | 125 | Power Cabinet, Rhombus: RES-DCVC125-480-V2G (RES-HD125-V2G), Firmware 603/0A16, Checksum A6AB Approved dispensers are RES-D2-CS20-V2G (RES-HD125-V2G), 1x CCS1 connector
Voltpost, Inc. | Voltpost Air Pole Mount | Voltpost Air | AC | 9.6 | Single port, Must acquire Gateway for network connectivity | Nuvve | DC RES-HD60-V2G (RES-HD60-V2G) | DC Rapid HD Charging Station 60kW | DC V2G | 60 | Power Cabinet, Rhombus: RES-DCVC60-480-V2G (RES-HD60-V2G), Firmware 603/0A16, Checksum 0A16 Approved dispensers are RES-D2-CS20-V2G (RES-HD125-V2G), 1x CCS1 connector
Wallbox | PUP1-#-1-5-#-### / PUP2-#-1-5-#-### | Pulsar Plus | AC | 9.6 | Single Port | Nuvve | TP-120DC-V1G-H1-C, TP-120DC-V1G-H1-N, TP-120DC-V1G-H2-CC, TP-120DC-V1G-H2-NN, TP-120DC-V1G-H2-NC, TP-120DC-V1G-H1-C-BA, TP-120DC-V1G-H1-N-BA, TP-120DC-V1G-H2-CC-BA, TP-120DC-V1G-H2-NN-BA, TP-120DC-V1G-H2-NC-BA | EVSE Nuvve DCFC 120kW Smart Charging Station (Single or Dual Port, CCS1 or NACS, Power Sharing, non-BABA or BABA) | DC | 120 | Dual port. Can be configured with: 2x CCS, 2x NACS, 2x CHAdeMO, 1x CCS + 1x NACS, 1x CCS + 1x CHAdeMO
Wallbox | PUP1-#-1-6-#-### / PUP2-#-1-6-#-### | Pulsar Plus | AC | 11.5 | Single Port | Nuvve | TP-160DC-V1G-H1-C, TP-160DC-V1G-H1-N, TP-160DC-V1G-H2-CC, TP-160DC-V1G-H2-NN, TP-160DC-V1G-H2-NC, TP-160DC-V1G-H1-C-BA, TP-160DC-V1G-H1-N-BA, TP-160DC-V1G-H2-CC-BA, TP-160DC-V1G-H2-NN-BA, TP-160DC-V1G-H2-NC-BA | EVSE Nuvve DCFC 160kW Smart Charging Station (Single or Dual Port, CCS1 or NACS, Power Sharing, non-BABA or BABA) | DC | 160 | Dual port. Can be configured with: 2x CCS, 2x NACS, 2x CHAdeMO, 1x CCS + 1x NACS, 1x CCS + 1x CHAdeMO
Wallbox | PUP3-#-#-6-#-##-# | Pulsar Pro 48A | AC | 11.5 | # is a hold for cable length, connector type, power supply version, custom, and color. Payment terminal requirements aren't met by charger independently. We do allow integration with EVSP that have cloud-to-cloud integrations with payment terminals or kiosks. Examples can be provided. | Nuvve | TP-180DC-V1G-H1-C, TP-180DC-V1G-H1-N, TP-180DC-V1G-H2-CC, TP-180DC-V1G-H2-NN, TP-180DC-V1G-H2-NC, TP-180DC-V1G-H1-C-BA, TP-180DC-V1G-H1-N-BA, TP-180DC-V1G-H2-CC-BA, TP-180DC-V1G-H2-NN-BA, TP-180DC-V1G-H2-NC-BA | EVSE Nuvve DCFC 180kW Smart Charging Station (Single or Dual Port, CCS1 or NACS, Power Sharing, non-BABA or BABA) | DC | 180 | Dual port. Can be configured with: 2x CCS, 2x NACS, 2x CHAdeMO, 1x CCS + 1x NACS, 1x CCS + 1x CHAdeMO
Webasto | 19356-32A-### | 0 | AC | 7.7 | Single Port, Must acquire Gateway for network connectivity | Nuvve | TP-200DC-V1G-H2-CC | TP-200DC-V1G(-####) | DC | 200 | Dual Port, either 2x CCS or 1x CCS + 1x CHAdeMO
Webasto | Turbo DX 32A | Turbo DX 32A | AC | 7.7 | Single Port, Must acquire Gateway for network connectivity | Nuvve | TP-240DC-V1G-H2-CC | TP-240DC-V1G(-####) | DC | 240 | Dual Port, either 2x CCS or 1x CCS + 1x CHAdeMO
Xeal | 0 | Xeal-64 charger | AC | 15.4 | Single port, Must acquire Gateway for network connectivity | Nuvve | TP-300HPDC-V1G-H1-C, TP-300HPDC-V1G-H1-N, TP-300HPDC-V1G-H2-CC, TP-300HPDC-V1G-H2-NN, TP-300HPDC-V1G-H2-NC, TP-300HPDC-V1G-H1-C-BA, TP-300HPDC-V1G-H1-N-BA, TP-300HPDC-V1G-H2-CC-BA, TP-300HPDC-V1G-H2-NN-BA, TP-300HPDC-V1G-H2-NC-BA | EVSE Nuvve DCFC 300kW Smart Charging Station (Single or Dual Port, CCS1 or NACS, Power Sharing, non-BABA or BABA) | DC | 300 | Dual Port, either 2x CCS or 1x CCS + 1x CHAdeMO
Xeal | A10L-25J1-3 | Xeal-32A | AC | 7.7 | Single port. | Nuvve | TP-360HPDC-V1G-H1-C, TP-360HPDC-V1G-H1-N, TP-360HPDC-V1G-H2-CC, TP-360HPDC-V1G-H2-NN, TP-360HPDC-V1G-H2-NC, TP-360HPDC-V1G-H1-C-BA, TP-360HPDC-V1G-H1-N-BA, TP-360HPDC-V1G-H2-CC-BA, TP-360HPDC-V1G-H2-NN-BA, TP-360HPDC-V1G-H2-NC-BA | EVSE Nuvve DCFC 360kW Smart Charging Station (Single or Dual Port, CCS1 or NACS, Power Sharing, non-BABA or BABA) | DC | 360 | Dual Port, either 2x CCS or 1x CCS + 1x CHAdeMO
Xiamen Topstar Co., LTD | TSEA240V/32AUS | TSEA240V/##AUS | AC | 7.6 | Single port. | Nuvve | TP-60DC-V1G-H1-C, TP-60DC-V1G-H1-N, TP-60DC-V1G-H2-CC, TP-60DC-V1G-H2-NN, TP-60DC-V1G-H2-NC, TP-60DC-V1G-H1-C-BA, TP-60DC-V1G-H1-N-BA, TP-60DC-V1G-H2-CC-BA, TP-60DC-V1G-H2-NN-BA, TP-60DC-V1G-H2-NC-BA | EVSE Nuvve DCFC 60kW Smart Charging Station (Single or Dual Port, CCS1 or NACS, non-BABA or BABA) | DC | 60 | Dual port. Can be configured with: 2x CCS, 2x NACS, 2x CHAdeMO, 1x CCS + 1x NACS, 1x CCS + 1x CHAdeMO
Xiamen Topstar Co., LTD | TSEA240V/40AUS | TSEA240V/##AUS | AC | 9.6 | Single port. | Nuvve | TP-60DC-V2G-H1-C, TP-60DC-V2G-H1-N, TP-60DC-V2G-H1-C-BA, TP-60DC-V2G-H1-N-BA | EVSE Nuvve DC 60kW V2G Station (Single Port, CCS1 or NACS, non-BABA or BABA) | DC V2G | 60 | Bidirectional charger
Xiamen Topstar Co., LTD | TSEA240V/48AUS | TSEA240V/##AUS | AC | 11.5 | Single port. | Power Electronics | NB0600U | 0 | DC | 60 | 1x CCS1 connector or 1x CHAdeMO connector
Xiamen Topstar Co., LTD | TSEA240V/80AUS | TSEA240V/##AUS | AC | 19.2 | Single port. | Power Electronics | NB060SU | 0 | DC | 60 | 1x CCS1 connector or 1x CHAdeMO connector.
Xiamen Topstar Co., LTD | TSED240V/32A2US | TSED240V/##A2US | AC | 7.6 | Dual port. | Power Electronics | NB0900U | 0 | DC | 90 | 1x CCS1 connector or 1x CHAdeMO connector.
Xiamen Topstar Co., LTD | TSED240V/40A2US | TSED240V/##A2US | AC | 9.6 | Dual port. | Power Electronics | NB090SU | 0 | DC | 90 | 1x CCS1 connector or 1x CHAdeMO connector.
Xiamen Topstar Co., LTD | TSED240V/48A2US | TSED240V/##A2US | AC | 11.5 | Dual port. | Power Electronics | NB1200U | 0 | DC | 120 | 1x CCS1 connector or 1x CHAdeMO connector.
Xiamen Topstar Co., LTD | TSED240V/80A2US | TSED240V/##A2US | AC | 19.2 | Dual port. | Power Electronics | NB120SU | 0 | DC | 120 | 1x CCS1 connector or 1x CHAdeMO connector.
Zerova | AWLU770001/ AW32 | ICS AWG 4G | AC | 7.7 | Single Port, Standalone network capability | Power Electronics | NB1500U | 0 | DC | 150 | 1x CCS1 connector or 1x CHAdeMO connector.
Zerova | AXLU111001/ AX48 | AX48 | AC | 11 | Single Port, Standalone network capability; OCA Full and Security certificates under software version V1.00 | Power Electronics | NB150SU | 0 | DC | 150 | 1x CCS1 connector or 1x CHAdeMO connector.
Zerova | AXLU191001/ AX80 | AX80 | AC | 19.1 | Single Port, Standalone network capability | Power Electronics | NB1800U | 0 | DC | 180 | 1x CCS1 connector or 1x CHAdeMO connector.
[6 empty] | Power Electronics | NB180SU | 0 | DC | 180 | 1x CCS1 connector or 1x CHAdeMO connector.
[6 empty] | Power Electronics | NB2100U | 0 | DC | 210 | 1x CCS1 connector or 1x CHAdeMO connector.
[6 empty] | Power Electronics | NB210SU | 0 | DC | 210 | 1x CCS1 connector or 1x CHAdeMO connector.
[6 empty] | Power Electronics | NB2400U | 0 | DC | 240 | 1x CCS1 connector or 1x CHAdeMO connector.
[6 empty] | Power Electronics | NB240SU | 0 | DC | 240 | 1x CCS1 connector or 1x CHAdeMO connector.
[6 empty] | Power Electronics | NB240U | NB400 | DC | 240 | Dual port.
[6 empty] | Power Electronics | NB320U | NB400 | DC | 320 | Dual port.
[6 empty] | Power Electronics | NB400U | NB400 | DC | 400 | Dual port.
[6 empty] | Power Electronics | NBI01100U | 0 | DC V2G | 110 | Power Cabinet. Vetted dispenser is NBDI200U, NBDI300U. Available with 1 or 2 CSS-1 or CHAdeMO connectors.
[6 empty] | Power Electronics | NBI0110SU | 0 | DC V2G | 110 | Power Cabinet. Vetted dispenser is NBDI200U, NBDI300U. Available with 1 or 2 CSS-1 or CHAdeMO connectors.
[6 empty] | Power Electronics | NBI01300U | 0 | DC V2G | 135 | Power Cabinet. Vetted dispenser is NBDI200U, NBDI300U. Available with 1 or 2 CSS-1 or CHAdeMO connectors.
[6 empty] | Power Electronics | NBI0130SU | 0 | DC V2G | 135 | Power Cabinet. Vetted dispenser is NBDI200U, NBDI300U. Available with 1 or 2 CSS-1 or CHAdeMO connectors.
[6 empty] | Power Electronics | NBi0600U | 0 | DC | 60 | Power Cabinet. Vetted dispensers are NBDI2000U,NBDI3000U. 1x CCS1 connector or 1x CHAdeMO connector.
[6 empty] | Power Electronics | NBi060SU | 0 | DC | 60 | Power Cabinet. Vetted dispensers are NBDI2000U,NBDI3000U. 1x CCS1 connector or 1x CHAdeMO connector.
[6 empty] | Power Electronics | NBI0650U | 0 | DC V2G | 65 | Power Cabinet. Vetted dispenser is NBDI200U, NBDI300U. Available with 1 or 2 CSS-1 or CHAdeMO connectors.
[6 empty] | Power Electronics | NBI065SU | 0 | DC V2G | 65 | Power Cabinet. Vetted dispenser is NBDI200U, NBDI300U. Available with 1 or 2 CSS-1 or CHAdeMO connectors.
[6 empty] | Power Electronics | NBI0850SU | 0 | DC V2G | 85 | Power Cabinet. Vetted dispenser is NBDI200U, NBDI300U. Available with 1 or 2 CSS-1 or CHAdeMO connectors.
[6 empty] | Power Electronics | NBI0850U | 0 | DC V2G | 85 | Power Cabinet. Vetted dispenser is NBDI200U, NBDI300U. Available with 1 or 2 CSS-1 or CHAdeMO connectors.
[6 empty] | Power Electronics | NBi0900U | 0 | DC | 90 | Power Cabinet. Vetted dispensers are NBDI2000U,NBDI3000U. 1x CCS1 connector or 1x CHAdeMO connector.
[6 empty] | Power Electronics | NBi090SU | 0 | DC | 90 | Power Cabinet. Vetted dispensers are NBDI2000U,NBDI3000U. 1x CCS1 connector or 1x CHAdeMO connector.
[6 empty] | Power Electronics | NBi1200U | 0 | DC | 120 | Power Cabinet. Vetted dispensers are NBDI2000U,NBDI3000U. 1x CCS1 connector or 1x CHAdeMO connector.
[6 empty] | Power Electronics | NBi120SU | 0 | DC | 120 | Power Cabinet. Vetted dispensers are NBDI2000U,NBDI3000U. 1x CCS1 connector or 1x CHAdeMO connector.
[6 empty] | Power Electronics | NBi1500U | 0 | DC | 150 | Power Cabinet. Vetted dispenser is NBDI2000U,NBDI3000U. Available with 1 or 2 CCS1 or CHAdeMo connectors.
[6 empty] | Power Electronics | NBi150SU | 0 | DC | 150 | Power Cabinet. Vetted dispenser is NBDI2000U,NBDI3000U. Available with 1 or 2 CCS1 or CHAdeMo connectors.
[6 empty] | Power Electronics | NBi1800U | 0 | DC | 180 | Power Cabinet. Vetted dispenser is NBDI2000U,NBDI3000U. Available with 1 or 2 CCS1 or CHAdeMo connectors.
[6 empty] | Power Electronics | NBi180SU | 0 | DC | 180 | Power Cabinet. Vetted dispenser is NBDI2000U,NBDI3000U. Available with 1 or 2 CCS1 or CHAdeMo connectors.
[6 empty] | Power Electronics | NBSK084000U | 0 | DC | 840 | Power Cabinet. Vetted dispenser is NBDI2000U,NBDI3000U. Available with 1 or 2 CCS1 or CHAdeMo connectors.
[6 empty] | Power Electronics | NBSK08400SU | 0 | DC | 840 | Power Cabinet. Vetted dispenser is NBDI2000U,NBDI3000U. Available with 1 or 2 CCS1 or CHAdeMo connectors.
[6 empty] | Power Electronics | NBSK108000U | 0 | DC | 1080 | Power Cabinet. Vetted dispenser is NBDI2000U,NBDI3000U. Available with 1 or 2 CCS1 or CHAdeMo connectors.
[6 empty] | Power Electronics | NBSK10800SU | 0 | DC | 1080 | Power Cabinet. Vetted dispenser is NBDI2000U,NBDI3000U. Available with 1 or 2 CCS1 or CHAdeMo connectors.
[6 empty] | Power Electronics | NBSK120000U | 0 | DC | 1200 | Power Cabinet. Vetted dispenser is NBDI2000U,NBDI3000U. Available with 1 or 2 CCS1 or CHAdeMo connectors.
[6 empty] | Power Electronics | NBSK12000SU | 0 | DC | 1200 | Power Cabinet. Vetted dispenser is NBDI2000U,NBDI3000U. Available with 1 or 2 CCS1 or CHAdeMo connectors.
[6 empty] | Power Electronics | NBSK132000U | 0 | DC | 1320 | Power Cabinet. Vetted dispenser is NBDI2000U,NBDI3000U. Available with 1 or 2 CCS1 or CHAdeMo connectors.
[6 empty] | Power Electronics | NBSK13200SU | 0 | DC | 1320 | Power Cabinet. Vetted dispenser is NBDI2000U,NBDI3000U. Available with 1 or 2 CCS1 or CHAdeMo connectors.
[6 empty] | Power Electronics | NBSK144000U | 0 | DC | 1440 | Power Cabinet. Vetted dispenser is NBDI2000U,NBDI3000U. Available with 1 or 2 CCS1 or CHAdeMo connectors.
[6 empty] | Power Electronics | NBSK14400SU | 0 | DC | 1440 | Power Cabinet. Vetted dispenser is NBDI2000U,NBDI3000U. Available with 1 or 2 CCS1 or CHAdeMo connectors.
[6 empty] | Power Innovations International Inc. | EVQC060-#### | 60kW DC EV Quick Charger | DC | 60 | Single port
[6 empty] | Power Innovations International Inc. | EVQC060-M### | 60kW Indoor Mobile DC EV Quick Charger | DC | 60 | Single port
[6 empty] | PowerPump | DC120 | Level 3 DC Charging Station 120kW | DC | 120 | SAE J1772, Standalone network capability
[6 empty] | PowerPump | DC150 | Level 3 DC Charging Station 150kW | DC | 150 | SAE J1772, Standalone network capability
[6 empty] | PowerPump | DC180 | Level 3 DC Charging Station 1280kW | DC | 180 | SAE J1772, Standalone network capability
[6 empty] | PowerPump | DC300 | 0 | DC | 300 | 0
[6 empty] | PowerPump | DC360 | 0 | DC | 360 | 0
[6 empty] | PowerPump | DC60 | Level 3 DC Charging Station 60kW | DC | 60 | SAE J1772, Standalone network capability
[6 empty] | Siemens | P3REC100003605 | SiCHARGE UC150 | DC | 150 | 1x CCS1 connector. Vetted dispensers are P3REC100003604 and P3REC100003615
[6 empty] | Siemens | SICHARGE UC150 P3REC100003602 (8EM40012AA101AA2) | SiCHARGE UC150 | DC | 150 | 1x CCS1 connector. Vetted dispensers are P3REC100003604 and P3REC100003615
[6 empty] | Sinexcel | SEC1000/160Y-H-U； SEC1000/160Y-T-U； SEC1000/160Y-HH-U； SEC1000/160Y-TT-U； SEC1000/160Y-HT-U； SEC1000/120Y-H-U； SEC1000/120Y-T-U； SEC1000/120Y-HH-U； SEC1000/120Y-TT-U； SEC1000/120Y-HT-U； SEC1000/60Y-C-U； SEC1000/60Y-S-U； SEC1000/60Y-CC-U； SEC1000/60Y-SS-U； SEC1000/60Y-SC-U； | SEC160 | DC | 160 | Output range:200V-1000V efficiency:Up to 96% Full certification User-friendly ADA Multiple payment methods Support for customization PLUG& CHARGE Hardware 15118-Ready Can Output 350A CCS1 boost 500A NACS boost 400A
[6 empty] | Sinexcel | SEC1000/240Y-H-U SEC1000/240Y-HH-U SEC1000/240Y-HJ-U SEC1000/240Y-T-U SEC1000/240Y-HT-U SEC1000/240Y-TJ-U SEC1000/240Y-TT-U | SEC 240 | DC | 240 | Output range:200V-1000V efficiency:Up to 96% Full certification User-friendly ADA Multiple payment methods Support for customization PLUG& CHARGE Hardware 15118-Ready Can Output 350A CCS1 boost 500A NACS boost 400A
[6 empty] | Sinexcel | SEC1000/360F-N-U SEC1000/480F-N-U SEC1000/200U-C-U SEC1000/200U-CC-U SEC1000/200U-CJ-U SEC1000/300U-H-U SEC1000/300U-HH-U SEC1000/300U-HC-U SEC1000/300U-HJ-U SEC1000/500U-F-U SEC1000/500U-FH-U SEC1000/500U-FC-U SEC1000/500U-FJ-U SEC1000/300U-T-U SEC1000/300U-TJ-U SEC1000/300U-HT-U SEC1000/300U-TT-U SEC1000/300U-TC-U SEC1000/500U-FT-U | SEC 480 | DC | 480 | Output range:200V-1000V efficiency:Up to 96% Full certification User-friendly ADA Multiple payment methods Support for customization PLUG& CHARGE Hardware 15118-Ready Air cooling output 350A Liquid cooling sustained maximum output 500A
[6 empty] | SK Signet | CD40*# / CP60*# | V2 VE 600kW Distributed system | DC | 400 | Two dispensers type or four dispensers type. CCS1 and NACS connectors are supported. "*#" in the end of model number identifies any changes including hardware, option, certifications, and etc.
[6 empty] | SK Signet | FC200K-##-## | V2 200kW AIO system | DC | 200 | "xx" in the model number identifies connector type. "B2": Dual CCS1 connector "BH": CCS1 and NACS connector
[6 empty] | SK Signet | HPC175K-PS | Signet HP | DC | 350 | Power Cabinet, 1x CCS1 connector 1x CHAdeMO connector Vetted dispensers are SHDP350K-NCC-PS
[6 empty] | SK Signet | PC600K-PS-## | PC600K-PS-## | DC | 600 | This is distributed system that can connect up to two 400kW dispensers(Model no: DP400K-xx-PS-yy) ## : Varaiable based on any other options xx : Variable based on connector type(CCS1, NACS) yy : variable based on any other options
[6 empty] | StarCharge | Athena 60kW | Athena 60kW | DC | 60 | 0
[6 empty] | StarCharge | DC3200AN147XYZ/ DC2800AN147XYZ/ DC2400AN147XYZ/ DC1800AN147XYZ/ DC1500AN147XYZ/ DC1200AN147XYZ | Titan 320kW | DC | 320 | Dual port.
[6 empty] | StarCharge | Neptune 240kW | Neptune 240kW | DC | 240 | OCA Full and Security certificates under software version 1.2009.0 (alternate company name on OCA cert - Wanbang Digital Energy Co., Ltd.)
[6 empty] | StarCharge | Titan 180kW | Titan 180kW | DC | 180 | 0
[6 empty] | StarCharge | Triton | Triton | DC | 200 | Single port.
[6 empty] | TECO-Westinghouse | DOWU362 | Nexe VersaCharge 120kW | DC | 360 | Power Cabinet. 1x CCS1 connector or 1x CHAdeMO connector. Vetted dispensers are DDWU362T0TE2PN- RW DDWU362T0TE2N7-RW, DDWU362V00E2N7-RW DDWU362U0UE2PN-RW, DDWU362U0UE2N7-RW, DDWU362K0TE2PN-RW, DDWU362K0TE2N7-RW, DDWU362K0UE2PN-RW, DDWU362K0UE2N7-RW, DDWU362G00E2PN-RW, DDWU362G00E2N7-RW, DDWU362K00E2PN-RW, DDWU362K00E2N7-RW, DDWU362U00E2PN-RW, DDWU362U00E2N7-RW, DDWU362T00E2PN-RW, DDWU362T00E2N7-RW, DDWU362V0UE2PN-RW, DDWU362V0UE2N7-RW, DDWU362V0KE2PN-RW, DDWU362V0KE2N7-RW, DDWU362V0TE2PN-RW, DDWU362V0TE2N7-RW, DDWU362V00E2PN-RW.
[6 empty] | TECO-Westinghouse | DSWU122 | Nexe VersaCharge 180kW | DC | 120 | 1x CCS1 connector 1x CHAdeMO connector
[6 empty] | TECO-Westinghouse | DSWU182 | Nexe VersaCharge 60kW | DC | 180 | 1x CCS1 connector 1x CHAdeMO connector
[6 empty] | TECO-Westinghouse | DSWU601 | Nexe VersaCharge 90kW | DC | 60 | 1x CCS1 connector 1x CHAdeMO connector
[6 empty] | TECO-Westinghouse | DSWU901 | 0 | DC | 90 | 1x CCS1 connector 1x CHAdeMO connector
[6 empty] | Tellus Power | TP-EVPD-120kW (TP5-120-480) | 0 | DC | 120 | Dual Port ; either 2 x CCS or 1x CCS + 1x CHAdeMO or or 1x CCS + 1x NACS or 2 x NACS
[6 empty] | Tellus Power | TP-EVPD-160kW (TP5-160-480) | 0 | DC | 160 | Dual Port ; either 2 x CCS or 1x CCS + 1x CHAdeMO or or 1x CCS + 1x NACS or 2 x NACS
[6 empty] | Tellus Power | TP-EVPD-180kW (TP5-180-480) | 0 | DC | 180 | Dual Port ; either 2 x CCS or 1x CCS + 1x CHAdeMO or or 1x CCS + 1x NACS or 2 x NACS
[6 empty] | Tellus Power | TP-EVPD-200kW (TP5-200-480) | 0 | DC | 200 | Dual Port ; either 2 x CCS or 1x CCS + 1x CHAdeMO or or 1x CCS + 1x NACS or 2 x NACS
[6 empty] | Tellus Power | TP-EVPD-240kW (TP5-240-480) | 0 | DC | 240 | Dual Port ; either 2 x CCS or 1x CCS + 1x CHAdeMO or or 1x CCS + 1x NACS or 2 x NACS
[6 empty] | Tellus Power | TP-EVPD-300kW (TP5-300-480) | 0 | DC | 300 | Dual Port ; either 2 x CCS or 1x CCS + 1x CHAdeMO or or 1x CCS + 1x NACS or 2 x NACS
[6 empty] | Tellus Power | TP-EVPD-360kW (TP5-360-480) | 0 | DC | 360 | Dual Port ; either 2 x CCS or 1x CCS + 1x CHAdeMO or or 1x CCS + 1x NACS or 2 x NACS
[6 empty] | Tellus Power | TP-EVPD-60kW (TP5-60-480) | 0 | DC | 60 | Dual Port ; either 2 x CCS or 1x CCS + 1x CHAdeMO or or 1x CCS + 1x NACS or 2 x NACS
[6 empty] | Tellus Power | TP-V2G-60-480 | 0 | DC V2G | 60 | Bidirectional charger
[6 empty] | Tesla | 1450758 | SuperCharger V3 Cabinet | DC | 387 | Up to 4 ports
[6 empty] | Tesla | 1732843 | SuperCharger V4 Post | DC | 250 | Single port
[6 empty] | Tritium | PKM150 | 0 | DC | 150 | Charging station is DC-fed
[6 empty] | Tritium | TRI-153-RTM-02-050-#### | RTM 50 | DC | 50 | 1x CCS1 connector 1x CHAdeMO connector
[6 empty] | Tritium | TRI-153-RTM-02-075-#### | RTM 75 | DC | 75 | 1x CCS1 connector 1x CHAdeMO connector
[6 empty] | Tritium | Veefil RT 175-S | 0 | DC | 175 | 1x CCS1 connector 1x CHAdeMO connector
[6 empty] | Tritium | Veefil RT 50 | 0 | DC | 50 | 1x CCS1 connector 1x CHAdeMO connector
[6 empty] | TurnOnGreen | FSP1200/CPEVDC-120KW-# | FSP1200 | DC | 120 | Single Port, CCS connector
[6 empty] | TurnOnGreen | FSP1800 | FSP1800 | DC | 180 | 0
[6 empty] | TurnOnGreen | FSP600/CPEVDC-60KW-# | FSP600 | DC | 60 | Single Port, CCS connector
[6 empty] | Wallbox | DCF3-3*[x]-8[yyyyyyy]-[zzz] | Supernova | DC | 180 | Dual port. * = 0 is 180kW max model, 1 is 120kW max model, 2 is 60kW max model; [x]: one digit numeric 0-9; [yyyyyyy]: seven digits numeric 0-9; [zzz]: three digits alphanumeric 0-9 and/or A-F
[6 empty] | XCharge | C6AM150XX | C6AM150XX | DC | 150 | Standalone DCFC, no HPC needed, runs off its own power
[6 empty] | XCharge | C6AM200XX | C6AM200XX | DC | 200 | Dual port.
[6 empty] | XCharge | C6AM200XX (125kW) | C6AM200XX (125kW) | DC | 125 | Runs on 208 3P power, standalone DCFC
[6 empty] | XCharge | C6AM90XX | C6AM90XX | DC | 95 | Runs on 208 3P power, standalone DCFC
[6 empty] | Xcharge | C7AM-240-CC / C7AM-240-LQ- CC | C7AM | DC | 240 | Dual port DCFC (up to 400kW), available with both CCS1 and NACS (liquid or air cooled cable)
[6 empty] | Xcharge | C7AM-280-CC / C7AM-280-LQ-CC | C7AM | DC | 280 | Dual port DCFC (up to 400kW), available with both CCS1 and NACS (liquid or air cooled cable)
[6 empty] | Xcharge | C7AM-320-CC / C7AM-320-LQ-CC | C7AM | DC | 320 | Dual port DCFC (up to 400kW), available with both CCS1 and NACS (liquid or air cooled cable)
[6 empty] | Xcharge | C7AM-360-CC / C7AM-360-LQ-CC | C7AM | DC | 360 | Dual port DCFC (up to 400kW), available with both CCS1 and NACS (liquid or air cooled cable)
[6 empty] | Xcharge | C7AM-400-CC / C7AM-400-LQ-CC | C7AM | DC | 400 | Dual port DCFC (up to 400kW), available with both CCS1 and NACS (liquid or air cooled cable)
[6 empty] | XCharge | NZS/2215, NZS/430 | GridLink 01, GridLink 02 | DC | 194 | All-in-one battery-integrated storage system delivering dual-port DC fast charging up to 194 kW with CCS1 and NACS, requiring minimal grid power for flexible, high-performance deployment.
[6 empty] | Zerova | DD3.0/3.5 Dispenser: DDWU362/DDWA362 | DO/DD Series: DD3.0/3.5 Dispenser | DC | 360 | 0
[6 empty] | Zerova | DO360: DOWU362/DOWA362 | DO/DD Series: DO360 | DC | 360 | Power Cabinet. 1x CCS1 connector or 1x CHAdeMO connector. Vetted dispensers are DDWU362T0TE2PN- RW DDWU362T0TE2N7-RW, DDWU362V00E2N7-RW DDWU362U0UE2PN-RW, DDWU362U0UE2N7-RW, DDWU362K0TE2PN-RW, DDWU362K0TE2N7-RW, DDWU362K0UE2PN-RW, DDWU362K0UE2N7-RW, DDWU362G00E2PN-RW, DDWU362G00E2N7-RW, DDWU362K00E2PN-RW, DDWU362K00E2N7-RW, DDWU362U00E2PN-RW, DDWU362U00E2N7-RW, DDWU362T00E2PN-RW, DDWU362T00E2N7-RW, DDWU362V0UE2PN-RW, DDWU362V0UE2N7-RW, DDWU362V0KE2PN-RW, DDWU362V0KE2N7-RW, DDWU362V0TE2PN-RW, DDWU362V0TE2N7-RW, DDWU362V00E2PN-RW.
[6 empty] | Zerova | DQ480: DQWU482/DQWA482 | DQ Series: DQ480 | DC | 480 | Configurable to four or two cables
[6 empty] | Zerova | DQWA242 | DQ240 | DC | 240 | Configurable to four or two cables
[6 empty] | Zerova | DQWA360 | DQ360 | DC | 360 | Configurable to four or two cables
[6 empty] | Zerova | DS120: DSWU122/DSWA122 | DS Series: DS120 | DC | 120 | 1x CCS1 connector 1x CHAdeMO connector
[6 empty] | Zerova | DS150: DSWU152/DSWA152 | DS Series: DS150 | DC | 150 | 1x CCS1 connector 1x CHAdeMO connector
[6 empty] | Zerova | DS180: DSWU182/DSWA182 | DS Series: DS180 | DC | 180 | 1x CCS1 connector 1x CHAdeMO connector; OCA Full and Security certificates under software version V1.00
[6 empty] | Zerova | DS60: DSWU601/DSWA601/SF##601 | DS Series: DS60/SF60 | DC | 60 | 1x CCS1 connector 1x CHAdeMO connector
[6 empty] | Zerova | DS90: DSWU901/DSWA901 | DS Series: DS90 | DC | 90 | 1x CCS1 connector 1x CHAdeMO connector
[6 empty] | Zerova | DT240: DTWA240 | DT Series: DT240 | DC | 240 | Configurable to four or two cables
[6 empty] | Zerova | DZ480: DZWU482/DEZWA482 | DZ Series: DZ480 | DC | 480 | Configurable to two, four, or six cables
Formulas:
Date Vetted = _xlws.FILTER(FullList[OC-5X], (FullList[Category]="Network Software") * ((1=FullList[4-1D]) + (1=FullList[4-7D])) * ((1=FullList[4-8A]) + (1=FullList[4-8B])) * (1=FullList[OC-5]) )

## SCE (OCPP Draft) (hidden)
[OCPP 2.0.1 Enabled] Southern California Edison ¦ Charge Ready Program
Updated February 6, 2026
These EVSE meet the program requirements established by SCE for the various Charge Ready programs. Starting July 1, 2023, all EVSE must be ISO 15118 compliant.
For DCFC participating in Charge Ready Light Duty, please note the following:
If a DC EVSE has dual ports where power sharing is used, each port must be capable of providing a minimum of 50kW per port simultaneously.
All charging sites are required to have a minimum of 1 each SAE J1772 CCS plug and 1-each CHAdeMO or SAE J3400 NACS plug.
Charge Ready Light Duty (AC): | [6 empty] | Charge Ready Light Duty (DC): | [9 empty] | Charge Ready Transport (AC): | [6 empty] | Charge Ready Transport (DC):
Brand | Model Number | Model Name | Type | Max Power (kW) | CTEP | Notes | Brand | Model Number | Model Name | Type | Max Power (kW) | J1772 CCS | CHAdeMO | J3400 | CTEP | Notes | Brand | Model Number | Model Name | Type | Max Power (kW) | CTEP | Notes | Brand | Model Number | Model Name | Type | Max Power (kW) | CTEP | Notes
Autel | Maxi UW19L002-40 | MaxiCharger AC Pro 80A-40 | AC | 9.6 | 2 | Single port. | ABB | Terra 184 ### | Terra 184 ### | DC | 180 | 1 | -1 | 1 | 2 | Available with 1 or 2 CCS1, CCS2 or CHAdeMO connectors | Autel | Maxi UW19C002 | MaxiCharger AC Pro 80A | AC | 19.2 | 2 | Single port. | ABB | Terra 184 ### | Terra 184 ### | DC | 180 | 2 | Available with 1 or 2 CCS1, CCS2 or CHAdeMO connectors
Autel | Maxi UW19LJ02-40 | MaxiCharger AC 80A-40 | AC | 9.6 | 2 | Single port. | Alpitronic | HYC400-1 | Hypercharger | DC | 100 | 1 | 0 | 0 | 2 | 1-4 Ports | Autel | Maxi UW19CJ02 | MaxiCharger AC 80A | AC | 19.2 | 2 | Single port. | Alpitronic | HYC400-1 | Hypercharger | DC | 100 | 2 | 1-4 Ports
Autel | UF####1-40 | AC Ultra 40 | AC | 9.6 | 2 | Dual Port. This is the same model as the UF****01. The charger can be derated to 40A and thus be eligible for SCE's Charge Ready Light Duty program. SCE added -40 at the end to differentiate it from the other 80A version. | Alpitronic | HYC400-2 | Hypercharger | DC | 200 | 1 | 0 | 0 | 2 | 1-4 Ports | Autel | Maxi UW19L002 | MaxiCharger AC Pro 80A | AC | 19.2 | 2 | Single port. | Alpitronic | HYC400-2 | Hypercharger | DC | 200 | 2 | 1-4 Ports
Autel | UW12-J0610CA0002-40 | MaxiCharger AC Single | AC | 9.6 | 2 | Single port. | Alpitronic | HYC400-3 | Hypercharger | DC | 300 | 1 | 0 | 0 | 2 | 1-4 Ports | Autel | Maxi UW19LB02 | MaxiCharger AC 80A | AC | 19.2 | 2 | Single port. | Alpitronic | HYC400-3 | Hypercharger | DC | 300 | 2 | 1-4 Ports
Autel | UW12-J0610CA0002-32 | MaxiCharger AC Single | AC | 7.7 | 2 | Single port. | Autel | MaxiCharger DH300 | MaxiCharger DH300 | DC | 300 | 1 | 1 | 0 | -1 | Dual or quad port. | Autel | Maxi UW19LJ02 | MaxiCharger AC 80A | AC | 19.2 | 2 | Single port. | Alpitronic | HYC400-4 | Hypercharger | DC | 400 | 2 | 1-4 Ports
Autel | UW12-J0650CA0002-40 | MaxiCharger AC Single-40 | AC | 9.6 | 2 | Single port. | Autel | UF060A3001 | Maxicharger DC Fast 60kW | DC | 60 | 1 | 1 | 0 | 2 | Single or dual port | Autel | UF####001 | AC Ultra | AC | 19.2 | 2 | Single Port or Dual Port. No credit card reader | Autel | DC Compact - UW040A2501 | DC Compact | DC | 40 | 2 | Dual Port.
Autel | UW12-J0650CA0002-32 | MaxiCharger AC Single-32 | AC | 7.7 | 2 | Single port. | Autel | UF080A3001 | Maxicharger DC Fast 80kW | DC | 80 | 1 | 1 | 0 | 2 | Single or dual port | Autel | UF####101 | AC Ultra | AC | 19.2 | 2 | Single Port or Dual Port | Autel | DC HiPower | DC HiPower | DC | 640 | -1 | The DC HiPower has a power cabinet with dispenser set up. It comes in 320, 480, or 640kW options and can be purchased with 2, 4, 6, or 8 ports depending on the number of dispensers.
[7 empty] | Autel | UF100A3001 | Maxicharger DC Fast 100kW | DC | 100 | 1 | 0 | 0 | 2 | Single or dual port | Autel | UW12-J0610CA0002 | MaxiCharger AC Single | AC | 12 | 2 | Single port. | Autel | MaxiCharger DH480 | MaxiCharger DH480 | DC | 480 | -1 | Dual or quad port.
[7 empty] | Autel | UF120A3001 | Maxicharger DC Fast 120kW | DC | 120 | 1 | 1 | 0 | 2 | Single or dual port | Autel | UW12-J0650CA0002 | MaxiCharger AC Single | AC | 12 | 2 | Single port. | Autel | MaxiCharger DH400 | MaxiCharger DH400 | DC | 400 | -1 | Dual or quad port.
[7 empty] | Autel | UF140A4001 | Maxicharger DC Fast 140kW | DC | 140 | 1 | 1 | 0 | 2 | Single or dual port | DynaChrg | EVJ002 | EVJ002 | AC | 19.2 | -1 | Single port. 48 amps and 80 amps | Autel | MaxiCharger DH360 | MaxiCharger DH360 | DC | 360 | -1 | Dual or quad port.
[7 empty] | Autel | UF160A4001 | Maxicharger DC Fast 160kW | DC | 160 | 1 | 0 | 0 | 2 | Single or dual port | DynaChrg | EVJ005 | EVJ005 | AC | 11.5 | -1 | Dual port, each simultaneously 48 amps | Autel | MaxiCharger DH300 | MaxiCharger DH300 | DC | 300 | -1 | Dual or quad port.
[7 empty] | Autel | UF180A4001 | Maxicharger DC Fast 180kW | DC | 180 | 1 | 1 | 0 | 2 | Single or dual port | [7 empty] | Autel | UF060A3001 | Maxicharger DC Fast 60kW | DC | 60 | 2 | Single or dual port
[7 empty] | Autel | UF200A4001 | Maxicharger DC Fast 200kW | DC | 200 | 1 | 1 | 0 | 2 | Single or dual port | [7 empty] | Autel | UF080A3001 | Maxicharger DC Fast 80kW | DC | 80 | 2 | Single or dual port
[7 empty] | Autel | UF220A4001 | Maxicharger DC Fast 220kW | DC | 220 | 1 | 1 | 0 | 2 | Single or dual port | [7 empty] | Autel | UF100A3001 | Maxicharger DC Fast 100kW | DC | 100 | 2 | Single or dual port
[7 empty] | Autel | UF240A4001 | Maxicharger DC Fast 240kW | DC | 240 | 1 | 1 | 0 | 2 | Single or dual port | [7 empty] | Autel | UF120A3001 | Maxicharger DC Fast 120kW | DC | 120 | 2 | Single or dual port
[7 empty] | BTC Power | L3A-120-480-### | 0 | DC | 120 | 1 | 0 | 0 | 2 | BTC Power Hardware is network/backend agnostic, but also provide our own basic network option if needed | [7 empty] | Autel | UF140A4001 | Maxicharger DC Fast 140kW | DC | 140 | 2 | Single or dual port
[7 empty] | BTC Power | L3A-150-480-### | 0 | DC | 150 | 1 | 0 | 0 | 2 | BTC Power Hardware is network/backend agnostic, but also provide our own basic network option if needed | [7 empty] | Autel | UF160A4001 | Maxicharger DC Fast 160kW | DC | 160 | 2 | Single or dual port
[7 empty] | BTC Power | L3A-180-480-### | Gen4 180kW AIO | DC | 180 | 1 | 1 | 0 | 2 | BTC Power Hardware is network/backend agnostic, but also provide our own basic network option if needed | [7 empty] | Autel | UF180A4001 | Maxicharger DC Fast 180kW | DC | 180 | 2 | Single or dual port
[7 empty] | CHAEVI | CV-3FD120P-IUL3 | SONIC (120kW) (3 Phase, 3 Wire) | DC | 120 | 1 | 1 | 0 | 2 | Dual port. Stand-Alone Equipment 120,150,180kW Serial-UL listed. Dynamic Load Balancing Available. NACS Cable Adaptable | [7 empty] | Autel | UF200A4001 | Maxicharger DC Fast 200kW | DC | 200 | 2 | Single or dual port
[7 empty] | CHAEVI | CV-3FD150P-IUL3 | SONIC (150kW) (3 Phase, 3 Wire) | DC | 150 | 1 | 1 | 0 | 2 | Dual port. Stand-Alone Equipment 120,150,180kW Serial-UL listed. Dynamic Load Balancing Available. NACS Cable Adaptable | [7 empty] | Autel | UF220A4001 | Maxicharger DC Fast 220kW | DC | 220 | 2 | Single or dual port
[7 empty] | CHAEVI | CV-3FD180P-IUL3 | SONIC (180kW) (3 Phase, 3 Wire) | DC | 180 | 1 | 1 | 0 | 2 | Dual port. Stand-Alone Equipment 120,150,180kW Serial-UL listed. Dynamic Load Balancing Available. NACS Cable Adaptable | [7 empty] | Autel | UF240A4001 | Maxicharger DC Fast 240kW | DC | 240 | 2 | Single or dual port
[7 empty] | CHAEVI | CV-3FD120P-IUL | SONIC (120kW) (3 Phase, 4 Wire) | DC | 120 | 1 | 1 | 1 | 2 | Dual port. Stand-Alone Equipment 120,150,180kW Serial-UL listed. Dynamic Load Balancing Available. NACS Cable Adaptable | [7 empty] | BTC Power | HPCT3-###-480-# / HPCD7-500-###-01# | Gen4 Public Dispenser | DC | 360 | -1 | BTC Power Hardware is network/backend agnostic, but also provide our own basic network option if needed
[7 empty] | CHAEVI | CV-3FD150P-IUL | SONIC (150kW) (3 Phase, 4 Wire) | DC | 150 | 1 | 1 | 1 | 2 | Dual port. Stand-Alone Equipment 120,150,180kW Serial-UL listed. Dynamic Load Balancing Available. NACS Cable Adaptable | [7 empty] | BTC Power | L3A-120-480-### | 0 | DC | 120 | 2 | BTC Power Hardware is network/backend agnostic, but also provide our own basic network option if needed
[7 empty] | CHAEVI | CV-3FD180P-IUL | SONIC (180kW) (3 Phase, 4 Wire) | DC | 180 | 1 | 1 | 1 | 2 | Dual port. Stand-Alone Equipment 120,150,180kW Serial-UL listed. Dynamic Load Balancing Available. NACS Cable Adaptable | [7 empty] | BTC Power | L3A-150-480-### | 0 | DC | 150 | 2 | BTC Power Hardware is network/backend agnostic, but also provide our own basic network option if needed
[7 empty] | CHAEVI | DCV-3FD120-ICN | DUOCONIC (120kW) | DC | 120 | 1 | 1 | 1 | 2 | Dual port. Stand-Alone Equipment 120,150,180kW Serial-UL listed. Dynamic Load Balancing Available | [7 empty] | BTC Power | L3A-180-480-### | Gen4 180kW AIO | DC | 180 | 2 | BTC Power Hardware is network/backend agnostic, but also provide our own basic network option if needed
[7 empty] | CHAEVI | DCV-3FD150-ICN | DUOCONIC (150kW) | DC | 150 | 1 | 1 | 1 | 2 | Dual port. Stand-Alone Equipment 120,150,180kW Serial-UL listed. Dynamic Load Balancing Available | [7 empty] | CHAEVI | CV-3FD120P-IUL3 | SONIC (120kW) (3 Phase, 3 Wire) | DC | 120 | 2 | Dual port. Stand-Alone Equipment 120,150,180kW Serial-UL listed. Dynamic Load Balancing Available. NACS Cable Adaptable
[7 empty] | CHAEVI | DCV-3FD180-ICN | DUOCONIC (180kW) | DC | 180 | 1 | 0 | 0 | 2 | Dual port. Stand-Alone Equipment 120,150,180kW Serial-UL listed. Dynamic Load Balancing Available | [7 empty] | CHAEVI | CV-3FD150P-IUL3 | SONIC (150kW) (3 Phase, 3 Wire) | DC | 150 | 2 | Dual port. Stand-Alone Equipment 120,150,180kW Serial-UL listed. Dynamic Load Balancing Available. NACS Cable Adaptable
[7 empty] | Kempower | C501### | C-Series | DC | 200 | 1 | 0 | 0 | -1 | 1-4 power modules supporting max output range of 50-200kW | [7 empty] | CHAEVI | CV-3FD180P-IUL3 | SONIC (180kW) (3 Phase, 3 Wire) | DC | 180 | 2 | Dual port. Stand-Alone Equipment 120,150,180kW Serial-UL listed. Dynamic Load Balancing Available. NACS Cable Adaptable
[7 empty] | Lynkwell | LW141-DC480/320-SA-CC18 | LW141-DC480/320-SA-CC18 | DC | 320 | 1 | 0 | 0 | -1 | Dual port. 2x CCS1 connector | [7 empty] | CHAEVI | CV-3FD120P-IUL | SONIC (120kW) (3 Phase, 4 Wire) | DC | 120 | 2 | Dual port. Stand-Alone Equipment 120,150,180kW Serial-UL listed. Dynamic Load Balancing Available. NACS Cable Adaptable
[7 empty] | Lynkwell | LW141-DC480/320-SA-CN18 | LW141-DC480/320-SA-CN18 | DC | 320 | 1 | 0 | 0 | -1 | Dual port. 1x CCS1 connector, 1x NACS/J3400 connector | [7 empty] | CHAEVI | CV-3FD150P-IUL | SONIC (150kW) (3 Phase, 4 Wire) | DC | 150 | 2 | Dual port. Stand-Alone Equipment 120,150,180kW Serial-UL listed. Dynamic Load Balancing Available. NACS Cable Adaptable
[7 empty] | Tellus Power | TP-EVPD-180kW (TP5-180-480) | 0 | DC | 180 | 1 | 0 | 0 | -1 | Dual Port ; either 2 x CCS or 1x CCS + 1x CHAdeMO or or 1x CCS + 1x NACS or 2 x NACS | [7 empty] | CHAEVI | CV-3FD180P-IUL | SONIC (180kW) (3 Phase, 4 Wire) | DC | 180 | 2 | Dual port. Stand-Alone Equipment 120,150,180kW Serial-UL listed. Dynamic Load Balancing Available. NACS Cable Adaptable
[12 empty] | 1 | 0 | 0 | [9 empty] | CHAEVI | CV-3UD403P-NCC3 (CCS1/CCS1) | SUPERSONIC | DC | 400 | 2 | All-in-One Equipment - UL, CTEP listed - Dynamic Load Balancing Available - CCS/NACS Cable
[12 empty] | 1 | 0 | 0 | [9 empty] | CHAEVI | CV-3UD403P-NCN3 (CCS1/NACS) | SUPERSONIC | DC | 400 | -1 | All-in-One Equipment - UL, CTEP listed - Dynamic Load Balancing Available - CCS/NACS Cable
[12 empty] | 1 | 0 | 0 | [9 empty] | CHAEVI | DCV-3FD120-ICN | DUOCONIC (120kW) | DC | 120 | 2 | Dual port. Stand-Alone Equipment 120,150,180kW Serial-UL listed. Dynamic Load Balancing Available
[12 empty] | 1 | 0 | 0 | [9 empty] | CHAEVI | DCV-3FD150-ICN | DUOCONIC (150kW) | DC | 150 | 2 | Dual port. Stand-Alone Equipment 120,150,180kW Serial-UL listed. Dynamic Load Balancing Available
[12 empty] | 1 | 0 | 0 | [9 empty] | CHAEVI | DCV-3FD180-ICN | DUOCONIC (180kW) | DC | 180 | 2 | Dual port. Stand-Alone Equipment 120,150,180kW Serial-UL listed. Dynamic Load Balancing Available
[12 empty] | 1 | 1 | 1 | [9 empty] | Kempower | C501### | C-Series | DC | 200 | -1 | 1-4 power modules supporting max output range of 50-200kW
[12 empty] | 1 | 1 | 1 | [9 empty] | Lynkwell | LW141-DC480/480-SA-CC18 | LW141-DC480/480-SA-CC18 | DC | 480 | -1 | Dual port. 2x CCS1 connector
[12 empty] | 1 | 1 | 1 | [9 empty] | Lynkwell | LW141-DC480/480-SA-CN-18 | LW141-DC480/480-SA-CN-18 | DC | 480 | -1 | Dual port. 1x CCS1 connector, 1x NACS/J3400 connector
[12 empty] | 1 | 1 | 1 | [9 empty] | Lynkwell | LW141-DC480/400-SA-CC18 | LW141-DC480/400-SA-CC18 | DC | 400 | -1 | Dual port. 2x CCS1 connector
[12 empty] | 1 | 1 | 1 | [9 empty] | Lynkwell | LW141-DC480/400-SA-CN18 | LW141-DC480/400-SA-CN18 | DC | 400 | -1 | Dual port. 1x CCS1 connector, 1x NACS/J3400 connector
[12 empty] | 1 | 1 | 1 | [9 empty] | Lynkwell | LW141-DC480/320-SA-CC18 | LW141-DC480/320-SA-CC18 | DC | 320 | -1 | Dual port. 2x CCS1 connector
[12 empty] | 1 | 0 | 0 | [9 empty] | Lynkwell | LW141-DC480/320-SA-CN18 | LW141-DC480/320-SA-CN18 | DC | 320 | -1 | Dual port. 1x CCS1 connector, 1x NACS/J3400 connector
[12 empty] | 1 | 0 | 0 | [9 empty] | Tellus Power | TP-EVPD-180kW (TP5-180-480) | 0 | DC | 180 | -1 | Dual Port ; either 2 x CCS or 1x CCS + 1x CHAdeMO or or 1x CCS + 1x NACS or 2 x NACS
[12 empty] | 1 | -1 | 1
[12 empty] | 1 | 0 | 1
[12 empty] | 1 | 0 | 1
[12 empty] | 1 | 1 | 1
[12 empty] | 1 | -1 | -1
[12 empty] | 1 | -1 | 1
[12 empty] | 1 | -1 | 1
[12 empty] | 1 | -1 | 1
[12 empty] | 1 | -1 | 1
[12 empty] | 1 | -1 | 1
[12 empty] | 1 | -1 | 1
[12 empty] | 1 | -1 | 1
[12 empty] | 1 | -1 | 1
[12 empty] | 1 | -1 | 1
[12 empty] | 1 | 1 | 1
[12 empty] | 1 | 1 | 1
[12 empty] | 1 | 1 | 1
[12 empty] | 1 | 1 | 1
[12 empty] | 1 | 1 | 1
[12 empty] | 1 | 1 | 1
[12 empty] | 1 | 1 | 1
[12 empty] | 1 | 1 | 1
[12 empty] | 1 | 1 | 1
[12 empty] | 1 | 1 | 1
[12 empty] | 1 | 1 | 1
[12 empty] | 1 | 1 | 1
[12 empty] | 1 | 1 | 1
[12 empty] | 1 | 1 | 1
[12 empty] | 1 | 1 | 1
[12 empty] | 1 | 1 | 1
[12 empty] | 1 | 1 | 1
[12 empty] | 1 | 1 | 1
[12 empty] | 1 | 0 | 0
[12 empty] | 1 | 1 | 1
[12 empty] | 1 | 1 | 0
[12 empty] | 1 | 1 | 0
[12 empty] | 1 | 1 | 0
[12 empty] | 1 | 1 | 0
[12 empty] | 1 | 1 | 0
[12 empty] | 1 | 1 | 0
[12 empty] | 1 | 1 | 0
[12 empty] | 1 | 1 | 0
[12 empty] | 1 | 1 | 0
[12 empty] | 1 | 1 | 0
[12 empty] | 1 | 1 | 0
[12 empty] | 1 | 1 | 0
[12 empty] | 1 | -1 | -1
[12 empty] | 1 | -1 | -1
[12 empty] | 1 | -1 | -1
[12 empty] | 1 | -1 | -1
[12 empty] | 1 | -1 | -1
[12 empty] | 1 | -1 | -1
[12 empty] | 1 | -1 | -1
[12 empty] | 1 | -1 | -1
[12 empty] | 1 | 1 | 1
[12 empty] | 1 | 1 | 1
[12 empty] | 1 | -1 | 1
[12 empty] | 1 | -1 | 1
[12 empty] | 1 | -1 | 1
[12 empty] | 1 | 1 | 0
[12 empty] | 1 | 1 | 1
[12 empty] | 1 | 1 | 0
[12 empty] | 1 | 1 | 0
[12 empty] | 1 | -1 | -1
[12 empty] | 1 | -1 | -1
[12 empty] | 1 | -1 | -1
[12 empty] | 1 | -1 | 1
[12 empty] | 1 | 0 | 0
[12 empty] | 1 | 0 | 0
[12 empty] | 1 | -1 | 1
[12 empty] | 1 | 1 | 1
[12 empty] | 1 | -1 | 1
[12 empty] | 1 | -1 | 1
[12 empty] | 1 | -1 | 0
[12 empty] | 1 | -1 | -1
[12 empty] | 1 | -1 | -1
[12 empty] | 1 | 0 | 0
[12 empty] | 1 | 0 | 0
[12 empty] | 1 | 1 | 0
[12 empty] | 1 | 1 | 0
[12 empty] | 1 | 0 | 0
[12 empty] | 1 | 1 | 0
[12 empty] | 1 | -1 | -1
[12 empty] | 1 | -1 | -1
[12 empty] | 1 | -1 | -1
[12 empty] | 1 | 1 | 1
[12 empty] | 1 | 1 | 1
[12 empty] | 1 | 1 | 1
[12 empty] | 1 | 1 | 1
[12 empty] | 1 | 1 | 1
[12 empty] | 1 | 1 | 1
[12 empty] | 1 | 1 | -1
[12 empty] | 1 | 1 | 1
[12 empty] | 1 | 1 | 1
[12 empty] | 1 | 1 | 1
[12 empty] | 1 | 1 | 1
[12 empty] | 1 | 1 | 1
[12 empty] | 1 | 1 | 1
[12 empty] | 1 | 1 | 1
[12 empty] | 1 | 1 | 1
[12 empty] | 1 | 1 | 1
[12 empty] | 1 | 1 | 1
[12 empty] | 1 | 1 | 1
[12 empty] | 1 | -1 | -1
[12 empty] | 1 | -1 | 1
[12 empty] | 1 | -1 | 1
[12 empty] | 1 | -1 | 1
[12 empty] | 1 | -1 | 1
[12 empty] | 1 | -1 | -1
[12 empty] | 1 | -1 | 1
[12 empty] | 1 | 0 | 0
[12 empty] | 1 | 0 | 0
[12 empty] | 1 | 0 | 0
[12 empty] | 1 | 0 | 0
[12 empty] | 1 | 0 | 0
[12 empty] | 1 | 0 | 0
[12 empty] | 1 | 0 | 0
[12 empty] | 1 | 0 | 0
[12 empty] | 1 | 0 | 0
[12 empty] | 1 | 0 | 0
[12 empty] | 1 | -1 | -1
[12 empty] | 1 | -1 | -1
[12 empty] | 1 | -1 | 1
[12 empty] | 1 | -1 | -1
[12 empty] | 1 | -1 | -1
[12 empty] | 1 | -1 | -1
[12 empty] | 1 | -1 | -1
[12 empty] | 1 | -1 | -1
[12 empty] | 1 | -1 | -1
[12 empty] | 1 | -1 | -1
[12 empty] | 1 | -1 | -1
[12 empty] | 1 | 1 | 0
[12 empty] | 1 | 0 | 0
[12 empty] | 1 | 1 | 0
[12 empty] | 1 | 0 | 0
[12 empty] | 1 | 1 | 0
[12 empty] | 1 | 0 | 0
[12 empty] | 1 | 1 | 0
[12 empty] | 1 | 0 | 0
[12 empty] | 1 | 1 | 0
[12 empty] | 1 | 0 | 0
[12 empty] | 1 | 1 | 1
[12 empty] | 1 | 1 | 1
[12 empty] | 1 | 1 | 1
[12 empty] | 1 | 1 | 1
[12 empty] | 1 | 1 | 1
[12 empty] | 1 | 1 | 1
[12 empty] | 1 | 1 | 1
[12 empty] | 1 | 1 | 1
[12 empty] | 1 | 1 | 1
[12 empty] | 1 | 1 | 1
[12 empty] | 1 | 1 | 0
[12 empty] | 1 | 1 | 0
[12 empty] | 1 | 1 | 0
[12 empty] | 1 | 1 | 0
[12 empty] | 1 | 1 | 0
[12 empty] | 1 | 1 | 0
[12 empty] | 1 | 1 | 0
[12 empty] | 1 | 1 | 0
[12 empty] | 1 | 1 | 0
[12 empty] | 1 | 1 | 0
[12 empty] | 1 | 1 | 0
[12 empty] | 1 | 1 | 0
[12 empty] | 1 | 1 | 0
[12 empty] | 1 | 1 | 0
[12 empty] | 1 | -1 | 1
[12 empty] | 1 | -1 | 1
[12 empty] | 1 | 1 | 0
[12 empty] | 1 | 1 | 0
[12 empty] | 1 | 1 | 0
[12 empty] | 1 | 1 | 0
[12 empty] | 1 | 1 | 0
[12 empty] | 1 | 1 | 0
[12 empty] | 1 | 1 | 0
[12 empty] | 1 | 1 | 0
[12 empty] | 1 | 1 | 0
[12 empty] | 1 | 1 | 0
[12 empty] | 1 | 0 | 0
[12 empty] | 1 | 0 | 0
[12 empty] | 1 | 0 | 0
[12 empty] | 1 | 0 | 0
[12 empty] | 1 | 0 | 0
[12 empty] | 1 | 0 | 0
[12 empty] | 1 | 1 | 1
[12 empty] | 1 | 1 | 1
[12 empty] | 1 | -1 | 1
[12 empty] | 1 | -1 | 1
[12 empty] | 1 | -1 | -1
[12 empty] | 1 | -1 | -1
[12 empty] | 1 | 1 | 0
[12 empty] | 1 | 1 | 0
[12 empty] | 1 | 1 | 0
[12 empty] | 1 | 1 | 0
[12 empty] | 1 | 1 | 1
[12 empty] | 1 | 1 | 1
[12 empty] | 1 | 1 | 1
[12 empty] | 1 | 1 | 1
[12 empty] | 1 | 1 | 1
[12 empty] | 1 | 1 | 1
[12 empty] | 1 | 1 | 1
[12 empty] | 1 | 0 | 0
[12 empty] | 1 | 1 | 1
[12 empty] | 1 | 1 | 1
[12 empty] | 1 | 1 | 1
[12 empty] | 1 | 1 | 0
[12 empty] | 1 | 1 | 0
[12 empty] | 1 | 0 | 0
[12 empty] | 1 | 0 | 0
[12 empty] | 1 | 0 | 0
[12 empty] | 1 | 1 | 1
[12 empty] | 1 | 0 | 0
[12 empty] | 1 | 0 | 0
[12 empty] | 1 | 1 | 1
[12 empty] | 1 | 1 | 1
[12 empty] | 1 | 1 | 1
[12 empty] | 1 | 1 | 1
[12 empty] | 1 | 1 | 1
[12 empty] | 1 | 1 | 0
[12 empty] | 1 | 1 | 0
[12 empty] | 1 | 1 | 0
[12 empty] | 1 | 1 | 0
[12 empty] | 1 | 1 | -1
[12 empty] | 1 | 1 | 1

## Southern California Edison (hidden)
Southern California Edison ¦ Charge Ready Program
Updated February 6, 2026
These EVSE meet the program requirements established by SCE for the various Charge Ready programs. Starting July 1, 2023, all EVSE must be ISO 15118 compliant.
For DCFC participating in Charge Ready Light Duty, please note the following:
If a DC EVSE has dual ports where power sharing is used, each port must be capable of providing a minimum of 50kW per port simultaneously.
All charging sites are required to have a minimum of 1 each SAE J1772 CCS plug and 1-each CHAdeMO or SAE J3400 NACS plug.
Charge Ready Light Duty (AC): | [6 empty] | Charge Ready Light Duty (DC): | [9 empty] | Charge Ready Transport (AC): | [6 empty] | Charge Ready Transport (DC):
Brand | Model Number | Model Name | Type | Max Power (kW) | CTEP | Notes | Brand | Model Number | Model Name | Type | Max Power (kW) | J1772 CCS | CHAdeMO | J3400 | CTEP | Notes | Brand | Model Number | Model Name | Type | Max Power (kW) | CTEP | Notes | Brand | Model Number | Model Name | Type | Max Power (kW) | CTEP | Notes
ATG Electronics | ATG-C01-40A | Commercial EV Charger | AC | 9.6 | -1 | Single port | ABB | C50S#NA### | C50 | DC | 50 | 1 | -1 | 1 | 2 | Dual port. | ATG Electronics | ATG-C01-40A | Commercial EV Charger | AC | 9.6 | -1 | Single port | ABB | A400 | A400 | DC | 400 | -1 | Dual port.
Autel | Maxi UW19L002-40 | MaxiCharger AC Pro 80A-40 | AC | 9.6 | -1 | Single port. | ABB | HVC 150-C | HVC-C | DC | 150 | 1 | 0 | 0 | -1 | The HVC150-C is a depot style charger that can have up to 3 CCS1 depot boxes charging sequentially. | ATG Electronics | ATG-C01-48A | Commercial EV Charger | AC | 11.5 | -1 | Single port | ABB | C50S#NA### | C50 | DC | 50 | 2 | Dual port.
Autel | Maxi UW19LJ02-40 | MaxiCharger AC 80A-40 | AC | 9.6 | -1 | Single port. | ABB | HVC200-4D/2D | HVC-C | DC | 200 | 1 | 0 | 0 | -1 | Each power level can connect to a max of 4 Charging Interfaces (Ports). Each of which may be a CCS1 or Pantographs. NRTL certficate covers the pantograph for the product as well. | Autel | Maxi UW19C002 | MaxiCharger AC Pro 80A | AC | 19.2 | -1 | Single port. | ABB | HVC 150-C | HVC-C | DC | 150 | -1 | The HVC150-C is a depot style charger that can have up to 3 CCS1 depot boxes charging sequentially.
Autel | UF####1-40 | AC Ultra 40 | AC | 9.6 | -1 | Dual Port. This is the same model as the UF****01. The charger can be derated to 40A and thus be eligible for SCE's Charge Ready Light Duty program. SCE added -40 at the end to differentiate it from the other 80A version. | ABB | HVC300-4D/2D | HVC-C | DC | 300 | 1 | 0 | 0 | -1 | Each power level can connect to a max of 4 Charging Interfaces (Ports). Each of which may be a CCS1 or Pantographs. NRTL certficate covers the pantograph for the product as well. | Autel | Maxi UW19CJ02 | MaxiCharger AC 80A | AC | 19.2 | -1 | Single port. | ABB | HVC200-4D/2D | HVC-C | DC | 200 | -1 | Each power level can connect to a max of 4 Charging Interfaces (Ports). Each of which may be a CCS1 or Pantographs. NRTL certficate covers the pantograph for the product as well.
Autel | UW12-J0610CA0002-40 | MaxiCharger AC Single | AC | 9.6 | -1 | Single port. | ABB | Terra 124 ### | Terra 124 ### | DC | 120 | 1 | 1 | 0 | 2 | Available with 1 or 2 CCS1, CCS2 or CHAdeMO connectors | Autel | Maxi UW19L002 | MaxiCharger AC Pro 80A | AC | 19.2 | -1 | Single port. | ABB | HVC300-4D/2D | HVC-C | DC | 300 | -1 | Each power level can connect to a max of 4 Charging Interfaces (Ports). Each of which may be a CCS1 or Pantographs. NRTL certficate covers the pantograph for the product as well.
Autel | UW12-J0610CA0002-32 | MaxiCharger AC Single | AC | 7.7 | -1 | Single port. | ABB | Terra 184 ### | Terra 184 ### | DC | 180 | 1 | 1 | 0 | 2 | Available with 1 or 2 CCS1, CCS2 or CHAdeMO connectors | Autel | Maxi UW19LB02 | MaxiCharger AC 80A | AC | 19.2 | -1 | Single port. | ABB | HVC360-4D/2D | HVC-C | DC | 360 | -1 | Each power level can connect to a max of 4 Charging Interfaces (Ports). Each of which may be a CCS1 or Pantographs. NRTL certficate covers the pantograph for the product as well.
Autel | UW12-J0650CA0002-40 | MaxiCharger AC Single-40 | AC | 9.6 | -1 | Single port. | ABB | Terra 54 | Terra 54 UL | DC | 50 | 1 | 1 | 0 | -1 | 1x CCS1 connector 1x CHAdeMO connector | Autel | Maxi UW19LJ02 | MaxiCharger AC 80A | AC | 19.2 | -1 | Single port. | ABB | Terra 124 ### | Terra 124 ### | DC | 120 | 2 | Available with 1 or 2 CCS1, CCS2 or CHAdeMO connectors
Autel | UW12-J0650CA0002-32 | MaxiCharger AC Single-32 | AC | 7.7 | -1 | Single port. | ABB | Terra 54 HV | Terra 54HV UL | DC | 50 | 1 | 0 | 0 | -1 | 1x CCS1 or CCS2 connector | Autel | UF####001 | AC Ultra | AC | 19.2 | -1 | Single Port or Dual Port. No credit card reader | ABB | Terra 184 ### | Terra 184 ### | DC | 180 | 2 | Available with 1 or 2 CCS1, CCS2 or CHAdeMO connectors
Blink | 780 (40A) | Series 7 ISO (Enhanced) | AC | 9.6 | 2 | Dual Port, Standalone network capability | ABB | Terra 94 ### | Terra 94 ### | DC | 90 | 1 | 1 | 0 | 2 | Available with 1 or 2 CCS1, CCS2 or CHAdeMO connectors | Autel | UF####101 | AC Ultra | AC | 19.2 | -1 | Single Port or Dual Port | ABB | Terra 24 DC Wallbox | Terra DC Wallbox | DC | 24 | 2 | 1x CCS1 connector 1x CHAdeMO connector
Blink | 880 (40A) | Series 8 ISO (Enhanced) | AC | 9.6 | 2 | Single or dual Port, Standalone network capability | ABB | Terra HP 175 | Terra HP | DC | 175 | 1 | 1 | 0 | -1 | Modular system using liquid-cooled cables, 1x CCS1 connector and 1x CHAdeMO connector per dispenser | Autel | UW12-J0610CA0002 | MaxiCharger AC Single | AC | 12 | -1 | Single port. | ABB | Terra 54 | Terra 54 UL | DC | 50 | -1 | 1x CCS1 connector 1x CHAdeMO connector
Blink | IQW2-80U-M1-R2-N-25-40 (Advanced-LTE) 01-0207-LTE-40 (IQ 200 Advanced) | IQ 200 Advanced | AC | 8.3 | 2 | Single Port | ABM eMobility | 6AGC08281 - T54HV CJ + CCR | ABM Terra 54 HV | DC | 50 | 1 | 0 | 0 | -1 | 1x CCS1 or CCS2 connector | Autel | UW12-J0650CA0002 | MaxiCharger AC Single | AC | 12 | -1 | Single port. | ABB | Terra 54 HV | Terra 54HV UL | DC | 50 | -1 | 1x CCS1 or CCS2 connector
Blink | IQW2-80U-M3-R3-N-25-40 (Advanced- LTE- W) Part Number 01-0207-LTE-40 | IQ 200 Advanced | AC | 8.3 | 2 | Single Port | ABM eMobility | 6AGC085478 - T124 CJ HC | ABM Terra 124 ### | DC | 120 | 1 | 1 | 0 | -1 | Available with 1 or 2 CCS1, CCS2 or CHAdeMO connectors | Blink | 780 | Series 7 ISO Single | AC | 19.2 | 2 | Single port. | ABB | Terra 94 ### | Terra 94 ### | DC | 90 | 2 | Available with 1 or 2 CCS1, CCS2 or CHAdeMO connectors
BTC Power | EVP-2001-32-# | L2W-32-240-##-### | AC | 7.68 | 2 | Single port. BTC Power Hardware is network/backend agnostic, but also provide our own basic network option if needed | ABM eMobility | 6AGC085481 - T124 CC HC | ABM Terra 124 ### | DC | 120 | 1 | 1 | 0 | -1 | Available with 1 or 2 CCS1, CCS2 or CHAdeMO connectors | Blink | 01-0202 (MQ 200) | MQ 200 | AC | 12 | -1 | Single Port; NRTL listed as LiteOn MQW2-50C-M2-R#-#-23 and HQW2-50C-#-N#-#-23 | ABB | Terra HP 175 | Terra HP | DC | 175 | -1 | Modular system using liquid-cooled cables, 1x CCS1 connector and 1x CHAdeMO connector per dispenser
BTC Power | EVP-2002-32-# | L2P-32-240-##-### | AC | 7.68 | 2 | Dual port. BTC Power Hardware is network/backend agnostic, but also provide our own basic network option if needed | ABM eMobility | 6AGC100820 - T184 CC HC | ABM Terra 184 ### | DC | 180 | 1 | 1 | 0 | -1 | Available with 1 or 2 CCS1, CCS2 or CHAdeMO connectors | Blink | 780 (40A) | Series 7 ISO (Enhanced) | AC | 9.6 | 2 | Dual Port, Standalone network capability | ABM eMobility | 6AGC079381- DCWB22 C SP | ABM Terra 24 DC Wallbox | DC | 24 | -1 | 1x CCS1 connector 1x CHAdeMO connector
ChargePoint | CP6####-50A-##-40 | 6000 Series | AC | 9.6 | -1 | CP6000 family, NA, AC Station, 1 or 2 x Type 1 Cable, 50A or 80A, 1-Phase, 18' or 23' Cable, 6' or 8' Cable Management Kit, Pedestal or Wall Mount, 8" Touch Display, Contactless Credit Card and RFID Reader, Cellular/Wi-Fi, UL, Power Share Jumper, 1YR Parts Warranty, Optional credit card reader | ABM eMobility | 6AGC101315 - T184 CJ HC | ABM Terra 184 ### | DC | 180 | 1 | 1 | 0 | -1 | Available with 1 or 2 CCS1, CCS2 or CHAdeMO connectors | Blink | 780 (48A) | Series 7 ISO (Enhanced) | AC | 11.52 | 2 | Dual Port, Standalone network capability | ABM eMobility | 6AGC081364 - DCWB22 C 3P | ABM Terra 24 DC Wallbox | DC | 24 | -1 | 1x CCS1 connector 1x CHAdeMO connector
ChargePoint | CPF50- L##-******-40 | CPF50 | AC | 9.6 | -1 | CPF50 family, Single or Dual Port, Pedestal or Wall Mount, 50A, Type 1, Cable 18' or 23', Single Phase Charger, Cable Management Kit optional | ABM eMobility | 6AGC107092 - T54HV C | ABM Terra 54 HV | DC | 50 | 1 | 0 | 0 | -1 | 1x CCS1 or CCS2 connector | Blink | 780 Series | Series 7 ISO Plus | AC | 19.2 | 2 | Dual Port, Standalone network capability | ABM eMobility | 6AGC08281 - T54HV CJ + CCR | ABM Terra 54 HV | DC | 50 | -1 | 1x CCS1 or CCS2 connector
ChargeTronix | CTX-C32-240-1 | FLUX AC 32A | AC | 7.6 | 2 | Single port. | ABM eMobility | 6AGC108711 - T54HV C +CCR | ABM Terra 54 HV | DC | 50 | 1 | 0 | 0 | -1 | 1x CCS1 or CCS2 connector | Blink | 880 (40A) | Series 8 ISO (Enhanced) | AC | 9.6 | 2 | Single or dual Port, Standalone network capability | ABM eMobility | 6AGC085478 - T124 CJ HC | ABM Terra 124 ### | DC | 120 | -1 | Available with 1 or 2 CCS1, CCS2 or CHAdeMO connectors
ChargeTronix | CTX-C40-240-1 | FLUX AC 40A | AC | 9.6 | 2 | Single port | ABM eMobility | 6AGC112873-T184 CJ HC + CCR | ABM Terra 184 ### | DC | 180 | 1 | 1 | 0 | -1 | Available with 1 or 2 CCS1, CCS2 or CHAdeMO connectors | Blink | 880 (48A) | Series 8 ISO (Enhanced) | AC | 11.52 | 2 | Dual Port, Standalone network capability | ABM eMobility | 6AGC085481 - T124 CC HC | ABM Terra 124 ### | DC | 120 | -1 | Available with 1 or 2 CCS1, CCS2 or CHAdeMO connectors
ChargeTronix | UP160J-#MP-### | UP160J | AC | 7.2 | -1 | Dual Port, Must acquire Gateway for network connectivity | ABM eMobility | 6AGC112876 - T184 CC HC + CCR | ABM Terra 184 ### | DC | 180 | 1 | 1 | 0 | -1 | Available with 1 or 2 CCS1, CCS2 or CHAdeMO connectors | Blink | 880 (80A) | Series 8 ISO Plus | AC | 19.2 | 2 | Dual Port, Standalone network capability | ABM eMobility | 6AGC100820 - T184 CC HC | ABM Terra 184 ### | DC | 180 | -1 | Available with 1 or 2 CCS1, CCS2 or CHAdeMO connectors
ChargeTronix | UP80J-#MP-### | UP80J | AC | 7.2 | -1 | Single Port, Must acquire Gateway for network connectivity | ABM eMobility | 6AGC112949 - T124 CJ HC + CCR | ABM Terra 124 ### | DC | 120 | 1 | 1 | 0 | -1 | Available with 1 or 2 CCS1, CCS2 or CHAdeMO connectors | Blink | IQW2-80U-M1-R2-N-25 (Advanced-LTE) Part Number 01-0207-LTE (IQ 200 Advanced) | IQ 200 Advanced | AC | 19.2 | 2 | Single Port | ABM eMobility | 6AGC101315 - T184 CJ HC | ABM Terra 184 ### | DC | 180 | -1 | Available with 1 or 2 CCS1, CCS2 or CHAdeMO connectors
Chargie | CH-L-48-PRA-1-18-32 | 0 | AC | 7.68 | 2 | 0 | ABM eMobility | 6AGC112997 - T124 CC HC + CCR | ABM Terra 124 ### | DC | 120 | 1 | 1 | 0 | -1 | Available with 1 or 2 CCS1, CCS2 or CHAdeMO connectors | Blink | IQW2-80U-M3-R3-N-25 (Advanced- LTE- W) Part Number 01-0207-LTE | IQ 200 Advanced | AC | 19.2 | 2 | Single Port | ABM eMobility | 6AGC107092 - T54HV C | ABM Terra 54 HV | DC | 50 | -1 | 1x CCS1 or CCS2 connector
Chargie | CH-L-48-PRA-1-18-40 | 0 | AC | 9.6 | 2 | 0 | Alpitronic | HYC400-1 | Hypercharger | DC | 100 | 1 | 1 | 1 | 2 | 1-4 Ports | breezEV | EVC-L2-P80-18-AP# | P80 - 80AMP Level 2 Charger | AC | 19.2 | -1 | Single port. Last character denotes years of AmpUp Pro Software included | ABM eMobility | 6AGC107314 - DCWB22 CJ SP | ABM Terra 24 DC Wallbox | DC | 24 | -1 | 1x CCS1 connector 1x CHAdeMO connector
Chargie | CH-L-48-PRA-1-25-32 | 0 | AC | 7.68 | 2 | 0 | Alpitronic | HYC400-2 | Hypercharger | DC | 200 | 1 | 1 | 1 | 2 | 1-4 Ports | BTC Power | EVP-2001-32-# | L2W-32-240-##-### | AC | 7.68 | 2 | Single port. BTC Power Hardware is network/backend agnostic, but also provide our own basic network option if needed | ABM eMobility | 6AGC107315 - DCWB22 CJ 3P | ABM Terra 24 DC Wallbox | DC | 24 | -1 | 1x CCS1 connector 1x CHAdeMO connector
Chargie | CH-L-48-PRA-1-25-40 | 0 | AC | 9.6 | 2 | 0 | Alpitronic | HYC400-3 | Hypercharger | DC | 300 | 1 | 1 | 1 | 2 | 1-4 Ports | BTC Power | EVP-2001-48-# | L2W-48-240-##-### | AC | 11.52 | 2 | Single port. BTC Power Hardware is network/backend agnostic, but also provide our own basic network option if needed | ABM eMobility | 6AGC108711 - T54HV C +CCR | ABM Terra 54 HV | DC | 50 | -1 | 1x CCS1 or CCS2 connector
Chargie | CH-L-48-PRAC-1-18-32 | 0 | AC | 7.68 | 2 | 0 | Alpitronic | HYC50 | Hypercharger | DC | 50 | 1 | 1 | 1 | 2 | 1-2 Ports | BTC Power | EVP-2001-80-# | L2W-80-240-##-### | AC | 19.2 | 2 | Single port. BTC Power Hardware is network/backend agnostic, but also provide our own basic network option if needed | ABM eMobility | 6AGC112873-T184 CJ HC + CCR | ABM Terra 184 ### | DC | 180 | -1 | Available with 1 or 2 CCS1, CCS2 or CHAdeMO connectors
Chargie | CH-L-48-PRAC-1-18-40 | 0 | AC | 9.6 | 2 | 0 | Autel | MaxiCharger DH300 | MaxiCharger DH300 | DC | 300 | 1 | 1 | 1 | -1 | Dual or quad port. | BTC Power | EVP-2002-32-# | L2P-32-240-##-### | AC | 7.68 | 2 | Dual port. BTC Power Hardware is network/backend agnostic, but also provide our own basic network option if needed | ABM eMobility | 6AGC112876 - T184 CC HC + CCR | ABM Terra 184 ### | DC | 180 | -1 | Available with 1 or 2 CCS1, CCS2 or CHAdeMO connectors
Chargie | CH-L-48-PRAC-1-25-32 | 0 | AC | 7.68 | 2 | 0 | Autel | UF060A3001 | Maxicharger DC Fast 60kW | DC | 60 | 1 | 0 | 0 | -1 | Single or dual port | BTC Power | EVP-2002-48-# | L2P-48-240-##-### | AC | 11.52 | 2 | Dual port. BTC Power Hardware is network/backend agnostic, but also provide our own basic network option if needed | ABM eMobility | 6AGC112949 - T124 CJ HC + CCR | ABM Terra 124 ### | DC | 120 | -1 | Available with 1 or 2 CCS1, CCS2 or CHAdeMO connectors
Chargie | CH-L-48-PRAC-1-25-40 | 0 | AC | 9.6 | 2 | 0 | Autel | UF080A3001 | Maxicharger DC Fast 80kW | DC | 80 | 1 | 0 | 0 | -1 | Single or dual port | BTC Power | EVP-2002-80-# | L2P-80-240-##-### | AC | 19.2 | 2 | Dual port. BTC Power Hardware is network/backend agnostic, but also provide our own basic network option if needed | ABM eMobility | 6AGC112997 - T124 CC HC + CCR | ABM Terra 124 ### | DC | 120 | -1 | Available with 1 or 2 CCS1, CCS2 or CHAdeMO connectors
Chargie | CH-L-48-PRACT-1-18-32 | 0 | AC | 7.68 | 2 | 0 | Autel | UF100A3001 | Maxicharger DC Fast 100kW | DC | 100 | 1 | 0 | 0 | -1 | Single or dual port | ChargePoint | CP6####-50A-L## | 6000 Series | AC | 12 | -1 | CP6000 family, NA, AC Station, 1 or 2 x Type 1 Cable, 50A or 80A, 1-Phase, 18' or 23' Cable, 6' or 8' Cable Management Kit, Pedestal or Wall Mount, 8" Touch Display, Contactless Credit Card and RFID Reader, Cellular/Wi-Fi, UL, Power Share Jumper, 1YR Parts Warranty, Optional credit card reader | Alpitronic | HYC400-1 | Hypercharger | DC | 100 | 2 | 1-4 Ports
Chargie | CH-L-48-PRACT-1-18-40 | 0 | AC | 9.6 | 2 | 0 | Autel | UF120A3001 | Maxicharger DC Fast 120kW | DC | 120 | 1 | 0 | 0 | -1 | Single or dual port | ChargePoint | CP6####-80A-L## | 6000 Series | AC | 19.2 | -1 | CP6000 family, NA, AC Station, 1 or 2 x Type 1 Cable, 50A or 80A, 1-Phase, 18' or 23' Cable, 6' or 8' Cable Management Kit, Pedestal or Wall Mount, 8" Touch Display, Contactless Credit Card and RFID Reader, Cellular/Wi-Fi, UL, Power Share Jumper, 1YR Parts Warranty, Optional credit card reader | Alpitronic | HYC400-2 | Hypercharger | DC | 200 | 2 | 1-4 Ports
Chargie | CH-L-48-PRACT-1-25-32 | 0 | AC | 7.68 | 2 | 0 | Autel | UF140A4001 | Maxicharger DC Fast 140kW | DC | 140 | 1 | 0 | 0 | -1 | Single or dual port | ChargePoint | CPF50- L##-****** | CPF50 | AC | 12 | -1 | CPF50 family, Single or Dual Port, Pedestal or Wall Mount, 50A, Type 1, Cable 18' or 23', Single Phase Charger, Cable Management Kit optional | Alpitronic | HYC400-3 | Hypercharger | DC | 300 | 2 | 1-4 Ports
Chargie | CH-L-48-PRACT-1-25-40 | 0 | AC | 9.6 | 2 | 0 | Autel | UF160A4001 | Maxicharger DC Fast 160kW | DC | 160 | 1 | 0 | 0 | -1 | Single or dual port | ChargeTronix | CTC-CAC80 | FLUX AC | AC | 19.2 | -1 | Single or double port. | Alpitronic | HYC400-4 | Hypercharger | DC | 400 | 2 | 1-4 Ports
Chargie | CH-L-48-PRAT-1-18-32 | 0 | AC | 7.68 | 2 | 0 | Autel | UF180A4001 | Maxicharger DC Fast 180kW | DC | 180 | 1 | 0 | 0 | -1 | Single or dual port | ChargeTronix | CTX-C32-240-1 | FLUX AC 32A | AC | 7.6 | 2 | Single port. | Alpitronic | HYC50 | Hypercharger | DC | 50 | 2 | 1-2 Ports
Chargie | CH-L-48-PRAT-1-18-40 | 0 | AC | 9.6 | 2 | 0 | Autel | UF200A4001 | Maxicharger DC Fast 200kW | DC | 200 | 1 | 0 | 0 | -1 | Single or dual port | ChargeTronix | CTX-C40-240-1 | FLUX AC 40A | AC | 9.6 | 2 | Single port | Autel | DC Compact - UW040A2501 | DC Compact | DC | 40 | -1 | Dual Port.
Chargie | CH-L-48-PRAT-1-25-32 | 0 | AC | 7.68 | 2 | 0 | Autel | UF220A4001 | Maxicharger DC Fast 220kW | DC | 220 | 1 | 0 | 0 | -1 | Single or dual port | ChargeTronix | CTX-C40-240-2 | FLUX AC Dual 40A | AC | 19.2 | 2 | Dual port. | Autel | DC HiPower | DC HiPower | DC | 640 | -1 | The DC HiPower has a power cabinet with dispenser set up. It comes in 320, 480, or 640kW options and can be purchased with 2, 4, 6, or 8 ports depending on the number of dispensers.
Chargie | CH-L-48-PRAT-1-25-40 | 0 | AC | 9.6 | 2 | 0 | Autel | UF240A4001 | Maxicharger DC Fast 240kW | DC | 240 | 1 | 0 | 0 | -1 | Single or dual port | ChargeTronix | CTX-C48-240-1 | FLUX AC 48A | AC | 11.5 | 2 | Single port. | Autel | MaxiCharger DH480 | MaxiCharger DH480 | DC | 480 | -1 | Dual or quad port.
CyberSwitching | CSE1-4G-BL-40 | CSE1 | AC | 7.5 | -1 | Single Port | Blink | 01-0562 | Blink 60kW | DC | 60 | 1 | 1 | 1 | -1 | Dual Port ; either 2 x CCS or 1x CCS + 1x CHAdeMO or or 1x CCS + 1x NACS or 2 x NACS | ChargeTronix | CTX-C80-240-1 | FLUX AC Single 80A | AC | 19.2 | -1 | Single port. | Autel | MaxiCharger DH400 | MaxiCharger DH400 | DC | 400 | -1 | Dual or quad port.
CyberSwitching | CSE1-WIFI-BL-40 | CSE1 | AC | 7.5 | -1 | Single Port | Blink | 01-0568 | Blink 300kW | DC | 300 | 1 | 1 | 1 | -1 | Dual Port ; either 2 x CCS or 1x CCS + 1x CHAdeMO or or 1x CCS + 1x NACS or 2 x NACS | ChargeTronix | CTX-C80-240-2 | FLUX AC Dual 80A | AC | 19.2 | -1 | Dual port. | Autel | MaxiCharger DH360 | MaxiCharger DH360 | DC | 360 | -1 | Dual or quad port.
EO Charging | EA000-LE-BLK-40 | Genius (40A limit) | AC | 8.3 | -1 | Single Port, Standalone network capability | Blink | 01-0577 | Blink 120kW | DC | 120 | 1 | 1 | 1 | -1 | Dual Port ; either 2 x CCS or 1x CCS + 1x CHAdeMO or or 1x CCS + 1x NACS or 2 x NACS | ChargeTronix | CTX-CAC48 | FLUX AC | AC | 11.6 | -1 | Single port. | Autel | MaxiCharger DH300 | MaxiCharger DH300 | DC | 300 | -1 | Dual or quad port.
Epic Charging | EC48-AC-40 | Epic48 | AC | 11.5 | -1 | Single Port, Standalone network capability | Blink | 01-0578 | Blink 180kW | DC | 180 | 1 | 1 | 1 | -1 | Dual Port ; either 2 x CCS or 1x CCS + 1x CHAdeMO or or 1x CCS + 1x NACS or 2 x NACS | ChargeTronix | TP-EVVA-80A | 0 | AC | 19.2 | -1 | Networked charging station | Autel | UF060A3001 | Maxicharger DC Fast 60kW | DC | 60 | -1 | Single or dual port
Epic Charging | ECB48-AC-40 | Epic48 | AC | 11.5 | -1 | Single Port, Standalone network capability | Blink | 01-0581 | Blink 240kW | DC | 240 | 1 | 1 | 1 | -1 | Dual Port ; either 2 x CCS or 1x CCS + 1x CHAdeMO or or 1x CCS + 1x NACS or 2 x NACS | ChargeTronix | UP160J-#MP-### | UP160J | AC | 7.2 | -1 | Dual Port, Must acquire Gateway for network connectivity | Autel | UF080A3001 | Maxicharger DC Fast 80kW | DC | 80 | -1 | Single or dual port
Espen | EVC/A16 | EVC/A16 | AC | 3.8 | 2 | Single port. | Blink | 200-000320-A | Blink 200kW | DC | 200 | 1 | 1 | 1 | -1 | Dual Port ; either 2 x CCS or 1x CCS + 1x CHAdeMO or or 1x CCS + 1x NACS or 2 x NACS | ChargeTronix | UP80J-#MP-### | UP80J | AC | 7.2 | -1 | Single Port, Must acquire Gateway for network connectivity | Autel | UF100A3001 | Maxicharger DC Fast 100kW | DC | 100 | -1 | Single or dual port
Espen | EVC/A32 | EVC/A32 | AC | 7.6 | 2 | Single port. | BorgWarner | RES-DCVC125-480-V2G | EV DC Fast Charging Power Conversion System (PCS) 125kW | DC V2G | 125 | 1 | 0 | 0 | -1 | Power Cabinet, Firmware 603/0A16, Checksum A6AB Approved dispensers are RES-D2-CS20, 1x CCS1 connector and RES-D3-CS20, 1x CCS1 connector | Chargie | CH-L-48-PRA-1-18 | 0 | AC | 11.52 | 2 | 0 | Autel | UF120A3001 | Maxicharger DC Fast 120kW | DC | 120 | -1 | Single or dual port
Espen | EVC/A40 | EVC/A40 | AC | 9.6 | 2 | Single port. | BorgWarner | RES-DCVC60-480-V2G | EV DC Fast Charging Power Conversion System (PCS) 125kW | DC V2G | 60 | 1 | 0 | 0 | -1 | Approved dispensers are RES-D2-CS20-V2G, 1x CCS1 connector and RES-D3-CS20-V2G, 1x CCS1 connector | Chargie | CH-L-48-PRA-1-18-32 | 0 | AC | 7.68 | 2 | 0 | Autel | UF140A4001 | Maxicharger DC Fast 140kW | DC | 140 | -1 | Single or dual port
Espen | EVC/A48S-40 | EVC/A48S | AC | 9.6 | 2 | Single port. | BTC Power | HPCD8-350-0# | Fleet Dispenser | DC | 180 | 1 | -1 | 1 | -1 | Can power up to 4 dual port Fleet Dispensers to 1 Power Cabinet and charge sequentially. can charge up to 8 vehicles sequentially as a result. | Chargie | CH-L-48-PRA-1-18-40 | 0 | AC | 9.6 | 2 | 0 | Autel | UF160A4001 | Maxicharger DC Fast 160kW | DC | 160 | -1 | Single or dual port
Espen | EVC/A80S-40 | EVC/A80S | AC | 9.6 | 2 | Single port. | BTC Power | L3A-120-480-### | 0 | DC | 120 | 1 | 0 | 1 | 2 | BTC Power Hardware is network/backend agnostic, but also provide our own basic network option if needed | Chargie | CH-L-48-PRA-1-25 | 0 | AC | 11.52 | 2 | 0 | Autel | UF180A4001 | Maxicharger DC Fast 180kW | DC | 180 | -1 | Single or dual port
EverCharge | EV002-48,E800-1000-32A | EV02 | AC | 7.68 | -1 | Single Port, Standalone network capability | BTC Power | L3A-150-480-### | 0 | DC | 150 | 1 | 0 | 1 | 2 | BTC Power Hardware is network/backend agnostic, but also provide our own basic network option if needed | Chargie | CH-L-48-PRA-1-25-32 | 0 | AC | 7.68 | 2 | 0 | Autel | UF200A4001 | Maxicharger DC Fast 200kW | DC | 200 | -1 | Single or dual port
EverCharge | EV002-48,E800-1000-40A | EV02 | AC | 8.3 | -1 | Single Port, Standalone network capability | BTC Power | L3A-180-480-### | Gen4 180kW AIO | DC | 180 | 1 | 1 | 1 | 2 | BTC Power Hardware is network/backend agnostic, but also provide our own basic network option if needed | Chargie | CH-L-48-PRA-1-25-40 | 0 | AC | 9.6 | 2 | 0 | Autel | UF220A4001 | Maxicharger DC Fast 220kW | DC | 220 | -1 | Single or dual port
EverCharge | EV002-80,E800-1001-40A | EV02 | AC | 8.3 | -1 | Single Port, Standalone network capability | CENNTRO | DCC190C190 | DC Electric Vehicle Charging Station | DC | 180 | 1 | -1 | -1 | -1 | Dual port. | Chargie | CH-L-48-PRAC-1-18 | 0 | AC | 11.52 | 2 | 0 | Autel | UF240A4001 | Maxicharger DC Fast 240kW | DC | 240 | -1 | Single or dual port
EVGateway | EGW-#C-32-# | 0 | AC | 7.7 | -1 | 0 | CHAEVI | CV-3FD120P-IUL3 | SONIC (120kW) (3 Phase, 3 Wire) | DC | 120 | 1 | -1 | 1 | 2 | Dual port. Stand-Alone Equipment 120,150,180kW Serial-UL listed. Dynamic Load Balancing Available. NACS Cable Adaptable | Chargie | CH-L-48-PRAC-1-18-32 | 0 | AC | 7.68 | 2 | 0 | Blink | 9100 | Series 9 | DC | 40 | 2 | Single port.
EVGateway | EGW-#C-40-# | 0 | AC | 9.6 | -1 | 0 | CHAEVI | CV-3FD150P-IUL3 | SONIC (150kW) (3 Phase, 3 Wire) | DC | 150 | 1 | -1 | 1 | 2 | Dual port. Stand-Alone Equipment 120,150,180kW Serial-UL listed. Dynamic Load Balancing Available. NACS Cable Adaptable | Chargie | CH-L-48-PRAC-1-18-40 | 0 | AC | 9.6 | 2 | 0 | Blink | 01-0561 | Blink 30kW | DC | 30 | -1 | Single Port ; CCS1 or CHAdeMO or NACS
EVPassport | Ezra Charger | Ezra | AC | 7.7 | -1 | Single Port, Standalone network capability NRTL listed as Phihong AWLU770001 | CHAEVI | CV-3FD180P-IUL3 | SONIC (180kW) (3 Phase, 3 Wire) | DC | 180 | 1 | -1 | 1 | 2 | Dual port. Stand-Alone Equipment 120,150,180kW Serial-UL listed. Dynamic Load Balancing Available. NACS Cable Adaptable | Chargie | CH-L-48-PRAC-1-25 | 0 | AC | 11.52 | 2 | 0 | Blink | 01-0562 | Blink 60kW | DC | 60 | -1 | Dual Port ; either 2 x CCS or 1x CCS + 1x CHAdeMO or or 1x CCS + 1x NACS or 2 x NACS
ICAPIA | ICACLS4040 | i4040 | AC | 9.6 | -1 | Dual port. | CHAEVI | CV-3FD120P-IUL | SONIC (120kW) (3 Phase, 4 Wire) | DC | 120 | 1 | -1 | 1 | 2 | Dual port. Stand-Alone Equipment 120,150,180kW Serial-UL listed. Dynamic Load Balancing Available. NACS Cable Adaptable | Chargie | CH-L-48-PRAC-1-25-32 | 0 | AC | 7.68 | 2 | 0 | Blink | 01-0568 | Blink 300kW | DC | 300 | -1 | Dual Port ; either 2 x CCS or 1x CCS + 1x CHAdeMO or or 1x CCS + 1x NACS or 2 x NACS
InCharge | ICE 80A Dual-40 | ICE 80A Dual | AC | 9.6 | -1 | Dual port. | CHAEVI | CV-3FD150P-IUL | SONIC (150kW) (3 Phase, 4 Wire) | DC | 150 | 1 | -1 | 1 | 2 | Dual port. Stand-Alone Equipment 120,150,180kW Serial-UL listed. Dynamic Load Balancing Available. NACS Cable Adaptable | Chargie | CH-L-48-PRAC-1-25-40 | 0 | AC | 9.6 | 2 | 0 | Blink | 01-0569 | Blink 360kW | DC | 360 | -1 | Dual Port ; either 2 x CCS or 1x CCS + 1x CHAdeMO or or 1x CCS + 1x NACS or 2 x NACS
IoTecha | CCS-ACL2-40 / CCS-C40A | CCS-ACL2-40 / CCS-C40A | AC | 8.3 | -1 | Single Port. xx - cable length (15 or 25ft) yyy - LTE option | CHAEVI | CV-3FD180P-IUL | SONIC (180kW) (3 Phase, 4 Wire) | DC | 180 | 1 | -1 | 1 | 2 | Dual port. Stand-Alone Equipment 120,150,180kW Serial-UL listed. Dynamic Load Balancing Available. NACS Cable Adaptable | Chargie | CH-L-48-PRACT-1-18 | 0 | AC | 11.52 | 2 | 0 | Blink | 01-0577 | Blink 120kW | DC | 120 | -1 | Dual Port ; either 2 x CCS or 1x CCS + 1x CHAdeMO or or 1x CCS + 1x NACS or 2 x NACS
Loop Global | EVS-80A-L2-002-40 | EV-Fleet | AC | 9.6 | 2 | SAE J1772, Standalone network capability | CHAEVI | DCV-3FD120-ICN | DUOCONIC (120kW) | DC | 120 | 1 | -1 | 1 | -1 | Dual port. Stand-Alone Equipment 120,150,180kW Serial-UL listed. Dynamic Load Balancing Available | Chargie | CH-L-48-PRACT-1-18-32 | 0 | AC | 7.68 | 2 | 0 | Blink | 01-0578 | Blink 180kW | DC | 180 | -1 | Dual Port ; either 2 x CCS or 1x CCS + 1x CHAdeMO or or 1x CCS + 1x NACS or 2 x NACS
Lynkwell | LW101-AC48-40 | Xlynk | AC | 9.6 | -1 | Single port. | CHAEVI | DCV-3FD150-ICN | DUOCONIC (150kW) | DC | 150 | 1 | -1 | 1 | -1 | Dual port. Stand-Alone Equipment 120,150,180kW Serial-UL listed. Dynamic Load Balancing Available | Chargie | CH-L-48-PRACT-1-18-40 | 0 | AC | 9.6 | 2 | 0 | Blink | 01-0581 | Blink 240kW | DC | 240 | -1 | Dual Port ; either 2 x CCS or 1x CCS + 1x CHAdeMO or or 1x CCS + 1x NACS or 2 x NACS
Lynkwell | LW141-DC40 | LW141-DC40 | AC | 8.3 | -1 | Dual Port. This is the same model as the UF****01. The charger can be derated to 40A and thus be eligible for SCE's Charge Ready Light Duty program. SCE added -40 at the end to differentiate it from the other 80A version. | CHAEVI | DCV-3FD180-ICN | DUOCONIC (180kW) | DC | 180 | 1 | -1 | 1 | -1 | Dual port. Stand-Alone Equipment 120,150,180kW Serial-UL listed. Dynamic Load Balancing Available | Chargie | CH-L-48-PRACT-1-25 | 0 | AC | 11.52 | 2 | 0 | Blink | 200-000320-A | Blink 200kW | DC | 200 | -1 | Dual Port ; either 2 x CCS or 1x CCS + 1x CHAdeMO or or 1x CCS + 1x NACS or 2 x NACS
Noodoe | AC11P-40/ AC11P Exceed-40 | 0 | AC | 8.3 | -1 | Single port. | ChargePoint | CPE250C-625-CCS1-200A-**** | Express 250 | DC | 62.5 | 1 | 1 | 1 | -1 | ChargePoint Express 250 Station (62.5 kW) - includes Express 250 Station, 2x Power Modules, 1x CCS1 200A cable, 1x CHAdeMO cable or NACS, North America Modem/SIM, cUL and UL listed, requires CPE250-CMT-IMPERIAL in US, CPE250-CMT-METRIC in Canada. CPE250-CMT-IMPERIAL/METRIC not included. FWHA and FTA compliant models available as well as with integrated EMV Chip Reader terminal. | Chargie | CH-L-48-PRACT-1-25-32 | 0 | AC | 7.68 | 2 | 0 | Blink | C50####### C80####### | C-Series | DC | 600 | -1 | Up to 8 ports. Kempower Power Unit supplies DC power to various distributed dispenser ouputs including but not limited to the Kempower Satellite (offers single or dual port configurations), the Kempower Liquid Cooled Satellite, etc.. Details about qualifications relevant to each variant is detailed in the corresponding notes section.
OpConnect | IC80-40 | IC80 | AC | 9.6 | -1 | Single Port NRTL Listed as EX-1193-1 | ChargePoint | CPE280-800-NA | Express 280 DC Fast Charging Station | DC | 160 | 1 | 1 | 1 | -1 | [Paired Unit] ChargePoint Express 280 Station (80 kW) - includes Express 280 Station, 2x Power Modules, 1 or 2 connectors including CCS1, CHAdeMO, NACS. North America Modem/SIM, cUL and UL listed, FWHA and FTA compliant models available. | Chargie | CH-L-48-PRACT-1-25-40 | 0 | AC | 9.6 | 2 | 0 | BorgWarner | RES-DCVC125-480-V2G | EV DC Fast Charging Power Conversion System (PCS) 125kW | DC V2G | 125 | -1 | Power Cabinet, Firmware 603/0A16, Checksum A6AB Approved dispensers are RES-D2-CS20, 1x CCS1 connector and RES-D3-CS20, 1x CCS1 connector
OpConnect | OC-IC3-32AH | 0 | AC | 7.2 | -1 | Single Port, Standalone network capability | ChargePoint | CPE280-800-NA | Express 280 DC Fast Charging Station | DC | 80 | 1 | 1 | 1 | -1 | [Single Unit] ChargePoint Express 280 Station (80 kW) - includes Express 280 Station, 2x Power Modules, 1 or 2 connectors including CCS1, CHAdeMO, NACS. North America Modem/SIM, cUL and UL listed, FWHA and FTA compliant models available. | Chargie | CH-L-48-PRAT-1-18 | 0 | AC | 11.52 | 2 | 0 | BorgWarner | RES-DCVC60-480-V2G | EV DC Fast Charging Power Conversion System (PCS) 125kW | DC V2G | 60 | -1 | Approved dispensers are RES-D2-CS20-V2G, 1x CCS1 connector and RES-D3-CS20-V2G, 1x CCS1 connector
OpConnect | OC-SC3-32AN | 0 | AC | 7.7 | -1 | Single Port, Standalone network capability | ChargePoint | CPE280-800-NA-CHIP | Express 280 DC Fast Charging Station | DC | 160 | 1 | 1 | 1 | -1 | [Paired Unit, Credit Card Reader sku] ChargePoint Express 280 Station (80 kW) - includes Express 280 Station, 2x Power Modules, 1 or 2 connectors including CCS1, CHAdeMO, NACS. North America Modem/SIM, cUL and UL listed, FWHA and FTA compliant models available. | Chargie | CH-L-48-PRAT-1-18-32 | 0 | AC | 7.68 | 2 | 0 | BTC Power | HPCD6-500-05-005 | 0 | DC | 360 | -1 | Can power up to 4 dual port Fleet Dispensers to 1 Power Cabinet and charge sequentially. can charge up to 8 vehicles sequentially as a result.
OpConnect | SC80-40 | SC80 | AC | 9.6 | -1 | Single Port NRTL Listed as EX-1193-3 | ChargePoint | CPE280-800-NA-CHIP | Express 280 DC Fast Charging Station | DC | 80 | 1 | 1 | 1 | -1 | [Single Unit, Credit Card Reader sku] ChargePoint Express 280 Station (80 kW) - includes Express 280 Station, 2x Power Modules, 1 or 2 connectors including CCS1, CHAdeMO, NACS. North America Modem/SIM, cUL and UL listed, FWHA and FTA compliant models available. | Chargie | CH-L-48-PRAT-1-18-40 | 0 | AC | 9.6 | 2 | 0 | BTC Power | HPCD8-350-0# | Fleet Dispenser | DC | 180 | -1 | Can power up to 4 dual port Fleet Dispensers to 1 Power Cabinet and charge sequentially. can charge up to 8 vehicles sequentially as a result.
PowerFlex Systems | EX-1193-M-40 | IC 80A Gen2 | AC | 9.6 | -1 | Single port. | ChargePoint | CPE280-800-NA-FHWA | Express 280 DC Fast Charging Station | DC | 160 | 1 | 1 | 1 | -1 | [Paired Unit, FHWA sku] ChargePoint Express 280 Station (80 kW) - includes Express 280 Station, 2x Power Modules, 1 or 2 connectors including CCS1, CHAdeMO, NACS. North America Modem/SIM, cUL and UL listed, FWHA and FTA compliant models available. | Chargie | CH-L-48-PRAT-1-25 | 0 | AC | 11.52 | 2 | 0 | BTC Power | HPCT2-360-480-# | 0 | DC | 360 | -1 | BTC Power Hardware is network/backend agnostic, but also provide our own basic network option if needed
PowerFlex Systems | JNT-EVC10 (PF-JT48)-40 | 0 | AC | 7.2 | -1 | Must acquire Nexus | ChargePoint | CPE280-800-NA-FHWA | Express 280 DC Fast Charging Station | DC | 80 | 1 | 1 | 1 | -1 | [Single Unit, FHWA sku] ChargePoint Express 280 Station (80 kW) - includes Express 280 Station, 2x Power Modules, 1 or 2 connectors including CCS1, CHAdeMO, NACS. North America Modem/SIM, cUL and UL listed, FWHA and FTA compliant models available. | Chargie | CH-L-48-PRAT-1-25-32 | 0 | AC | 7.68 | 2 | 0 | BTC Power | HPCD7-350-###-01# | Gen4 Public Dispenser | DC | 360 | 2 | BTC Power Hardware is network/backend agnostic, but also provide our own basic network option if needed
PowerFlex Systems | W1-UC168-0MF1FR-32 | ADV+48A / SC48 | AC | 7.7 | -1 | Single port. | ChargeTronix | CTX-AiO-120 | Apex 120kW DCFC | DC | 120 | 1 | 1 | 1 | 2 | Dual port. | Chargie | CH-L-48-PRAT-1-25-40 | 0 | AC | 9.6 | 2 | 0 | BTC Power | HPCT3-###-480-# / HPCD7-500-###-01# | Gen4 Public Dispenser | DC | 360 | -1 | BTC Power Hardware is network/backend agnostic, but also provide our own basic network option if needed
PowerFlex Systems | W1-UC168-0MF1FR-40 | ADV+48A / SC48 | AC | 9.6 | -1 | Single port. | ChargeTronix | CTX-AiO-160 | Apex 160kW DCFC | DC | 160 | 1 | 1 | 1 | 2 | Dual port. | CyberSwitching | CSE4-4G-BL | CSE4 | AC | 11.5 | -1 | Single Port | BTC Power | L3A-120-480-### | 0 | DC | 120 | 2 | BTC Power Hardware is network/backend agnostic, but also provide our own basic network option if needed
PowerFlex Systems | W1-UC168-0MK1ER-32 | IC 48A | AC | 7.7 | -1 | Single port. | ChargeTronix | CTX-AiO-240 | Apex 240kW DCFC | DC | 240 | 1 | 1 | 1 | 2 | Dual port. | CyberSwitching | CSE1-4G-BL | CSE1 | AC | 11.5 | -1 | Single Port | BTC Power | L3A-150-480-### | 0 | DC | 150 | 2 | BTC Power Hardware is network/backend agnostic, but also provide our own basic network option if needed
PowerFlex Systems | W1-UC168-0MK1ER-40 | IC 48A | AC | 9.6 | -1 | Single port. | ChargeTronix | CTX-AiO-60 | Apex 60kW DCFC | DC | 60 | 1 | 1 | 1 | 2 | Dual port. | CyberSwitching | CSE1-4G-BL-40 | CSE1 | AC | 7.5 | -1 | Single Port | BTC Power | L3A-180-480-### | Gen4 180kW AIO | DC | 180 | 2 | BTC Power Hardware is network/backend agnostic, but also provide our own basic network option if needed
PowerFlex Systems | W1-UC168-0ML1EP-32 | IC 48A with POS | AC | 7.7 | -1 | Single port. | ChargeTronix | TP-EVPD-120kW | 120kW DCFC | DC | 120 | 1 | 1 | 1 | -1 | Dual Port ; either 2 x CCS or 1x CCS + 1x CHAdeMO or or 1x CCS + 1x NACS or 2 x NACS | CyberSwitching | CSE1-WIFI-BL | CSE1 | AC | 11.5 | -1 | Single Port | CENNTRO | DCC190C190 | DC Electric Vehicle Charging Station | DC | 180 | -1 | Dual port.
PowerFlex Systems | W1-UC168-0ML1EP-40 | IC 48A with POS | AC | 9.6 | -1 | Single port. | ChargeTronix | TP-EVPD-160kW | 160kW DCFC | DC | 160 | 1 | 1 | 1 | -1 | Dual Port ; either 2 x CCS or 1x CCS + 1x CHAdeMO or or 1x CCS + 1x NACS or 2 x NACS | DynaChrg | EVJ002 | EVJ002 | AC | 19.2 | -1 | Single port. 48 amps and 80 amps | CHAEVI | CV-3FD120P-IUL3 | SONIC (120kW) (3 Phase, 3 Wire) | DC | 120 | 2 | Dual port. Stand-Alone Equipment 120,150,180kW Serial-UL listed. Dynamic Load Balancing Available. NACS Cable Adaptable
PowerPump | AC550-40 | AC550 | AC | 9.6 | -1 | Single Port. | ChargeTronix | TP-EVPD-180kW | 180kW DCFC | DC | 180 | 1 | 1 | 1 | -1 | Dual Port ; either 2 x CCS or 1x CCS + 1x CHAdeMO or or 1x CCS + 1x NACS or 2 x NACS | DynaChrg | EVJ005 | EVJ005 | AC | 11.5 | -1 | Dual port, each simultaneously 48 amps | CHAEVI | CV-3FD150P-IUL3 | SONIC (150kW) (3 Phase, 3 Wire) | DC | 150 | 2 | Dual port. Stand-Alone Equipment 120,150,180kW Serial-UL listed. Dynamic Load Balancing Available. NACS Cable Adaptable
Siemens | 8EM13105HF141GA2-40 | VersiCharge AC 48A NTEP-40 | AC | 9.6 | -1 | Single Port, Standalone network capability | ChargeTronix | TP-EVPD-200kW | 200kW | DC | 200 | 1 | 1 | 1 | -1 | Dual Port ; either 2 x CCS or 1x CCS + 1x CHAdeMO or or 1x CCS + 1x NACS or 2 x NACS | EO Charging | EA000-LE-BLK | Genius | AC | 19.2 | -1 | Single Port, Standalone network capability | CHAEVI | CV-3FD180P-IUL3 | SONIC (180kW) (3 Phase, 3 Wire) | DC | 180 | 2 | Dual port. Stand-Alone Equipment 120,150,180kW Serial-UL listed. Dynamic Load Balancing Available. NACS Cable Adaptable
Siemens | 8EM13155HG141GA2-40 | VersiCharge Blue AC 48A NTEP-40 | AC | 9.6 | -1 | Single Port, Standalone network capability | ChargeTronix | TP-EVPD-240kW | 240kW DCFC | DC | 240 | 1 | 1 | 1 | -1 | Dual Port ; either 2 x CCS or 1x CCS + 1x CHAdeMO or or 1x CCS + 1x NACS or 2 x NACS | Epic Charging | EC48-AC | Epic48 | AC | 11.5 | -1 | Single Port, Standalone network capability | CHAEVI | CV-3FD120P-IUL | SONIC (120kW) (3 Phase, 4 Wire) | DC | 120 | 2 | Dual port. Stand-Alone Equipment 120,150,180kW Serial-UL listed. Dynamic Load Balancing Available. NACS Cable Adaptable
Siemens | VersiCharge 9.6kW 8EM1310-4CF14-0GA0 | VersiCharge | AC | 9.6 | -1 | Single Port, Standalone network capability | ChargeTronix | TP-EVPD-300kW | 300kW DCFC | DC | 300 | 1 | 1 | 1 | -1 | Dual Port ; either 2 x CCS or 1x CCS + 1x CHAdeMO or or 1x CCS + 1x NACS or 2 x NACS | Epic Charging | EC80-AC | Epic80 | AC | 19.2 | -1 | Single Port, Standalone network capability | CHAEVI | CV-3FD150P-IUL | SONIC (150kW) (3 Phase, 4 Wire) | DC | 150 | 2 | Dual port. Stand-Alone Equipment 120,150,180kW Serial-UL listed. Dynamic Load Balancing Available. NACS Cable Adaptable
Siemens | VersiCharge 9.6kW 8EM1310-4CF14-1GA2 | VersiCharge | AC | 9.6 | -1 | Single Port, Standalone network capability | ChargeTronix | TP-EVPD-60kW | 60kW DCFC | DC | 60 | 1 | 1 | 1 | -1 | Dual Port ; either 2 x CCS or 1x CCS + 1x CHAdeMO or or 1x CCS + 1x NACS or 2 x NACS | Epic Charging | ECB48-AC | Epic48 | AC | 11.5 | -1 | Single Port, Standalone network capability | CHAEVI | CV-3FD180P-IUL | SONIC (180kW) (3 Phase, 4 Wire) | DC | 180 | 2 | Dual port. Stand-Alone Equipment 120,150,180kW Serial-UL listed. Dynamic Load Balancing Available. NACS Cable Adaptable
Siemens | VersiCharge 9.6kW 8EM1312-4CF18-0FA3 | VersiCharge | AC | 9.6 | -1 | Single Port, Standalone network capability | ChargeTronix | TP-V2G-60-480 | 0 | DC V2G | 60 | 1 | 0 | 0 | -1 | Bidirectional charger | Epic Charging | ECB80-AC | Epic80 | AC | 19.2 | -1 | Single Port, Standalone network capability | CHAEVI | CV-3UD403P-NCC3 (CCS1/CCS1) | SUPERSONIC | DC | 400 | 2 | All-in-One Equipment - UL, CTEP listed - Dynamic Load Balancing Available - CCS/NACS Cable
StarCharge | AC###AN030######-40 | Artemis | AC | 9.6 | 2 | Single port. | CyberSwitching | CSDC240 | CSDC | DC | 240 | 1 | 1 | 1 | -1 | Dual port. | Espen | EVC/A16 | EVC/A16 | AC | 3.8 | 2 | Single port. | CHAEVI | CV-3UD403P-NCN3 (CCS1/NACS) | SUPERSONIC | DC | 400 | 2 | All-in-One Equipment - UL, CTEP listed - Dynamic Load Balancing Available - CCS/NACS Cable
SWTCH Energy | IC3-32A-H-A | SWTCH Lite-On Platinum IC3 | AC | 7.6 | -1 | Single Port NRTL Listed as IC3-32A-H-A | Daimler | Detroit eFill All-in-one 120 | eFill All-in-one 120 | DC | 120 | 1 | 1 | 0 | -1 | 1x CCS1 connector or 1x CHAdeMO connector. NRTL listed as Power Electronics NB1200U/NB120SU | Espen | EVC/A32 | EVC/A32 | AC | 7.6 | 2 | Single port. | CHAEVI | DCV-3FD120-ICN | DUOCONIC (120kW) | DC | 120 | -1 | Dual port. Stand-Alone Equipment 120,150,180kW Serial-UL listed. Dynamic Load Balancing Available
SWTCH Energy | SC3-32A-H | SWTCH Lite-On Platinum SC3 | AC | 7.6 | -1 | Single Port NRTL Listed as SC3-32A-H | Daimler | Detroit eFill All-in-one 150 | eFill All-in-one 150 | DC | 150 | 1 | 1 | 0 | -1 | Power Cabinet. 1x CCS1 connector or 1x CHAdeMO connector NRTL Listed as Power Electronics NB1500U/NB150SU. Approved dispenser are Detroit eFill Compact Dispender Duo. NRTL Listed as Power Electronics NBDI2000U,NBDI3000U. | Espen | EVC/A40 | EVC/A40 | AC | 9.6 | 2 | Single port. | CHAEVI | DCV-3FD150-ICN | DUOCONIC (150kW) | DC | 150 | -1 | Dual port. Stand-Alone Equipment 120,150,180kW Serial-UL listed. Dynamic Load Balancing Available
TECO-Westinghouse | AXLU111001-40/ AX48-40 | Nexe VersaCharge 30kW | AC | 8.3 | -1 | Single Port, Standalone network capability | Daimler | Detroit eFill All-in-one 180 | eFill All-in-one 180 | DC | 180 | 1 | 1 | 0 | -1 | 1x CCS1 connector or 1x CHAdeMO connector. NRTL listed as Power Electronics NB1800U/NB180SU. | Espen | EVC/A48 | EVC/A48 | AC | 11.5 | 2 | Single port. | CHAEVI | DCV-3FD180-ICN | DUOCONIC (180kW) | DC | 180 | -1 | Dual port. Stand-Alone Equipment 120,150,180kW Serial-UL listed. Dynamic Load Balancing Available
Tellus Power | UP160J-#MP-### | 0 | AC | 7.2 | -1 | Dual Port, Must acquire Gateway for network connectivity | Daimler | Detroit eFill All-in-one 210 | eFill All-in-one 210 | DC | 210 | 1 | 1 | 0 | -1 | 1x CCS1 connector or 1x CHAdeMO connector. NRTL listed as Power Electronics NB2100U/NB210SU. | Espen | EVC/A48X2 | EVC/A48X2 | AC | 11.5 | -1 | Dual port. | Charge America | MCS1200 | MCS 4x16 Power Cabinet | DC | 1200 | -1 | Allows 5 CCS and 1 MCS connector as well as de-rated configuration with 1, 2, … 5 CCS ports and 0 or 1 MCS port (subject for additional certification)
Tellus Power | UP80J-#MP-### | 0 | AC | 7.2 | -1 | Single Port, Must acquire Gateway for network connectivity | Daimler | Detroit eFill All-in-one 240 | eFill All-in-one 240 | DC | 240 | 1 | 1 | 0 | -1 | 1x CCS1 connector or 1x CHAdeMO connector. NRTL listed as Power Electronics NB2400U/NB240SU. | Espen | EVC/A48S | EVC/A48S | AC | 11.5 | 2 | Single port. | Charge America | CCS360PM.XXXA.01001 | 360 kW System DC Charger | DC | 360 | -1 | Power Cabinet. 1x CCS1 connector or 1x CHAdeMO connector. NRTL listed as: Phihong DoWU362000D2PN-RW Vetted dispensers are CCS360SGD.XXXA.01001.300 NRTL listed as: Phihong DDWU362T00E2PN-RW CCS360DGD.XXXA.01001.200 NRTL listed as: DDWU362U0UE2PN-RW CCS360DGD.XXXB.01001.300-7 NRTL listed as: DDWU362U0UE2PN-RW
TurnOnGreen | EVP1100-W/CPEVAC-11KW-J17-W-32 EVP1100-WG/CPEVAC-11KW-J17-WG-32 CPEVAC-11KW-S18-#-32 | 0 | AC | 7.68 | -1 | Single Port | Daimler | Detroit eFill All-in-one 60 | eFill All-in-one 60 | DC | 60 | 1 | 1 | 0 | -1 | 1x CCS1 connector or 1x CHAdeMO connector. NRTL listed as Power Electronics NB0600U/NB060SU | Espen | EVC/A80 | EVC/A80 | AC | 19.2 | 2 | Single port. | ChargePoint | CPE250C-625-CCS1-200A-**** | Express 250 | DC | 62.5 | -1 | ChargePoint Express 250 Station (62.5 kW) - includes Express 250 Station, 2x Power Modules, 1x CCS1 200A cable, 1x CHAdeMO cable or NACS, North America Modem/SIM, cUL and UL listed, requires CPE250-CMT-IMPERIAL in US, CPE250-CMT-METRIC in Canada. CPE250-CMT-IMPERIAL/METRIC not included. FWHA and FTA compliant models available as well as with integrated EMV Chip Reader terminal.
Wallbox | PUP3-#-#-6-#-##-#-40 | Pulsar Pro 48A-40 | AC | 9.6 | -1 | # is a hold for cable length, connector type, power supply version, custom, and color. Payment terminal requirements aren't met by charger independently. We do allow integration with EVSP that have cloud-to-cloud integrations with payment terminals or kiosks. Examples can be provided. | Daimler | Detroit eFill All-in-one 90 | eFill All-in-one 90 | DC | 90 | 1 | 1 | 0 | -1 | 1x CCS1 connector or 1x CHAdeMO connector. NRTL listed as Power Electronics NB0900U/NB090SU | Espen | EVC/A80S | EVC/A80S | AC | 19.2 | 2 | Single port. | ChargePoint | CPE280-800-NA | Express 280 DC Fast Charging Station | DC | 160 | -1 | [Paired Unit] ChargePoint Express 280 Station (80 kW) - includes Express 280 Station, 2x Power Modules, 1 or 2 connectors including CCS1, CHAdeMO, NACS. North America Modem/SIM, cUL and UL listed, FWHA and FTA compliant models available.
Xiamen Topstar Co., LTD | TSEA240V/32AUS | TSEA240V/##AUS | AC | 7.6 | 2 | Single port. | Daimler | Detroit eFill Power Center 120 | eFill Power Center 120 | DC | 120 | 1 | 1 | 0 | -1 | Power Cabinet. 1x CCS1 connector or 1x CHAdeMO connector NRTL Listed as Power Electronics NBi1200U/NBi120SU. Approved dispenser are Detroit eFill Compact Dispender Duo. NRTL Listed as Power Electronics NBDI2000U,NBDI3000U. | EverCharge | EV002-48,E800-1000 | EV02 | AC | 11.52 | -1 | Single Port, Standalone network capability | ChargePoint | CPE280-800-NA | Express 280 DC Fast Charging Station | DC | 80 | -1 | [Single Unit] ChargePoint Express 280 Station (80 kW) - includes Express 280 Station, 2x Power Modules, 1 or 2 connectors including CCS1, CHAdeMO, NACS. North America Modem/SIM, cUL and UL listed, FWHA and FTA compliant models available.
Xiamen Topstar Co., LTD | TSEA240V/40AUS | TSEA240V/##AUS | AC | 9.6 | 2 | Single port. | Daimler | Detroit eFill Power Center 150 | eFill Power Center 150 | DC | 150 | 1 | 1 | 0 | -1 | Power Cabinet. 1x CCS1 connector or 1x CHAdeMO connector NRTL Listed as Power Electronics NBi1500U/NBi150SU. Approved dispenser are Detroit eFill Compact Dispender Duo. NRTL Listed as Power Electronics NBDI2000U,NBDI3000U. | EverCharge | EV002-48,E800-1000-32A | EV02 | AC | 7.68 | -1 | Single Port, Standalone network capability | ChargePoint | CPE280-800-NA-CHIP | Express 280 DC Fast Charging Station | DC | 160 | -1 | [Paired Unit, Credit Card Reader sku] ChargePoint Express 280 Station (80 kW) - includes Express 280 Station, 2x Power Modules, 1 or 2 connectors including CCS1, CHAdeMO, NACS. North America Modem/SIM, cUL and UL listed, FWHA and FTA compliant models available.
Xiamen Topstar Co., LTD | TSED240V/32A2US | TSED240V/##A2US | AC | 7.6 | 2 | Dual port. | Daimler | Detroit eFill Power Center 180 | eFill Power Center 180 | DC | 180 | 1 | 1 | 0 | -1 | Power Cabinet. 1x CCS1 connector or 1x CHAdeMO connector NRTL Listed as Power Electronics NBi1800U/NBi180SU. Approved dispenser are Detroit eFill Compact Dispender Duo. NRTL Listed as Power Electronics NBDI2000U,NBDI3000U. | EverCharge | EV002-48,E800-1000-40A | EV02 | AC | 8.3 | -1 | Single Port, Standalone network capability | ChargePoint | CPE280-800-NA-CHIP | Express 280 DC Fast Charging Station | DC | 80 | -1 | [Single Unit, Credit Card Reader sku] ChargePoint Express 280 Station (80 kW) - includes Express 280 Station, 2x Power Modules, 1 or 2 connectors including CCS1, CHAdeMO, NACS. North America Modem/SIM, cUL and UL listed, FWHA and FTA compliant models available.
Xiamen Topstar Co., LTD | TSED240V/40A2US | TSED240V/##A2US | AC | 9.6 | 2 | Dual port. | Daimler | Detroit eFill Power Center 60 | eFill Power Center 60 | DC | 60 | 1 | 1 | 0 | -1 | Power Cabinet. 1x CCS1 connector or 1x CHAdeMO connector NRTL Listed as Power Electronics NBi0600U/NBi060SU Approved dispenser are Detroit eFill Compact Dispender Duo. NRTL Listed as Power Electronics NBDI2000U,NBDI3000U. | EverCharge | EV002-80,E800-1001 | EV02 | AC | 19.2 | -1 | Single Port, Standalone network capability | ChargePoint | CPE280-800-NA-FHWA | Express 280 DC Fast Charging Station | DC | 160 | -1 | [Paired Unit, FHWA sku] ChargePoint Express 280 Station (80 kW) - includes Express 280 Station, 2x Power Modules, 1 or 2 connectors including CCS1, CHAdeMO, NACS. North America Modem/SIM, cUL and UL listed, FWHA and FTA compliant models available.
Zerova | AXLU111001-40/ AX48-40 | AX48-40 | AC | 8.3 | -1 | Single Port, Standalone network capability | Daimler | Detroit eFill Power Center 90 | eFill Power Center 90 | DC | 90 | 1 | 1 | 0 | -1 | Power Cabinet. 1x CCS1 connector or 1x CHAdeMO connector NRTL Listed as Power Electronics NBi0900U/NBi090SU. Approved dispenser are Detroit eFill Compact Dispender Duo. NRTL Listed as Power Electronics NBDI2000U,NBDI3000U. | EverCharge | EV002-80,E800-1001-40A | EV02 | AC | 8.3 | -1 | Single Port, Standalone network capability | ChargePoint | CPE280-800-NA-FHWA | Express 280 DC Fast Charging Station | DC | 80 | -1 | [Single Unit, FHWA sku] ChargePoint Express 280 Station (80 kW) - includes Express 280 Station, 2x Power Modules, 1 or 2 connectors including CCS1, CHAdeMO, NACS. North America Modem/SIM, cUL and UL listed, FWHA and FTA compliant models available.
[7 empty] | DynaChrg | EVN120F | Stand alone Fleet 120 | DC | 120 | 1 | -1 | -1 | -1 | 120kW all-in-one charger with 2 connectors. Alternate designations: DirectPowerPS 120 Fleet, DirectPowerPS 120 | EVGateway | EGW-#C-32-# | 0 | AC | 7.7 | -1 | 0 | ChargePoint | Express Plus 1000 Power Block: CPPB0001*** PM1.5 43-001200-** EXPP-PL10##*-#*#*#-#*#*#-*** | Express Plus | DC | 500 | -1 | Express Plus system includes Power Block, Power Modules, and Power Link 1000 series; Used for Fleet or Commercial.
[7 empty] | DynaChrg | EVN120P | Stand alone Advertising 120 | DC | 120 | 1 | -1 | -1 | -1 | 120kW all-in-one charger with 2 connectors, advertising display, and payment terminal. Alternate designations: DirectPowerPS 120 Flagship, DirectPowerPS 120 | EVGateway | EGW-#C-40-# | 0 | AC | 9.6 | -1 | 0 | ChargePoint | Express Plus 2000 (EXPP-PL20##-CHIP) | Express Plus | DC | 500 | -1 | [CHIP sku]Express Plus system includes Power Block, Power Modules, and Power Link 2000 series; Each Power Link Dispenser can include 1 or 2 connctor including CCS, NACS, or CHAdeMO
[7 empty] | DynaChrg | EVN180F | Stand alone Fleet 180 | DC | 180 | 1 | -1 | -1 | -1 | 180kW all-in-one charger with 2 connectors. Alternate designations: DirectPowerPS 180 Fleet, DirectPowerPS 180 | EVGateway | EGW-#C-48-# | 0 | AC | 11.5 | -1 | 0 | ChargePoint | Express Plus 2000 (EXPP-PL20##-FHWA) | Express Plus | DC | 500 | -1 | [FHWA sku] Express Plus system includes Power Block, Power Modules, and Power Link 2000 series; Each Power Link Dispenser can include 1 or 2 connctor including CCS, NACS, or CHAdeMO
[7 empty] | DynaChrg | EVN180P | Stand alone Advertising 180 | DC | 180 | 1 | -1 | -1 | -1 | 180kW all-in-one charger with 2 connectors, advertising display, and payment terminal. Alternate designations: DirectPowerPS 180 Flagship, DirectPowerPS 180 | EVGateway | EGW-EX-1193-# | 0 | AC | 19.2 | -1 | 0 | ChargePoint | Express Plus 2000 (EXPP-PL20##) | Express Plus | DC | 500 | -1 | Express Plus system includes Power Block, Power Modules, and Power Link 2000 series; Each Power Link Dispenser can include 1 or 2 connctor including CCS, NACS, or CHAdeMO
[7 empty] | DynaChrg | EVN240F | Stand alone Fleet 240 | DC | 240 | 1 | -1 | -1 | -1 | 240kW all-in-one charger with 2 connectors. Alternate designations: DirectPowerPS 240 Fleet, DirectPowerPS 240 | EvoCharge | EVC5001#### | EVC5001#### | AC | 12 | -1 | Single port. | ChargeTronix | CTX-AiO-120 | Apex 120kW DCFC | DC | 120 | 2 | Dual port.
[7 empty] | DynaChrg | EVN240P | Stand alone Advertising 240 | DC | 240 | 1 | -1 | -1 | -1 | 240kW all-in-one charger with 2 connectors, advertising display, and payment terminal. Alternate designations: DirectPowerPS 240 Flagship, DirectPowerPS 240 | EvoCharge | EVC5002XYYY | EVC50 | AC | 12 | 2 | Single port. | ChargeTronix | CTX-AiO-160 | Apex 160kW DCFC | DC | 160 | 2 | Dual port.
[7 empty] | DynaChrg | EVN300F | Stand alone Fleet 300 | DC | 300 | 1 | -1 | -1 | -1 | 300kW all-in-one charger with 2 connectors. Alternate designations: DirectPowerPS 300 Fleet, DirectPowerPS 300 | EvoCharge | EVC5003XYYY | EVC50 LTE | AC | 12 | 2 | Single port. | ChargeTronix | CTX-AiO-240 | Apex 240kW DCFC | DC | 240 | 2 | Dual port.
[7 empty] | DynaChrg | EVN300P | Stand alone Advertising 300 | DC | 300 | 1 | -1 | -1 | -1 | 300kW all-in-one charger with 2 connectors, advertising display, and payment terminal. Alternate designations: DirectPowerPS 300 Flagship, DirectPowerPS 300 | EVPassport | Ezra Charger | Ezra | AC | 7.7 | -1 | Single Port, Standalone network capability NRTL listed as Phihong AWLU770001 | ChargeTronix | CTX-AiO-60 | Apex 60kW DCFC | DC | 60 | 2 | Dual port.
[7 empty] | DynaChrg | EVS160 | 160kW Standalone Unit | DC | 160 | 1 | 1 | 1 | -1 | Output range:200V-1000V efficiency:Up to 96% Full certification User-friendly ADA Multiple payment methods Support for customization PLUG& CHARGE Hardware 15118-Ready Can Output 350A CCS1 boost 500A NACS boost 400A | EVPassport | Howard Charger | Howard | AC | 19.2 | -1 | Single Port, Standalone network capability NRTL listed as ioTecha CCS-ACL2 | ChargeTronix | Power Cabinet: CTX-DSPB-360 Dispenser: CTX-DST | Nexus 360kW Distributed System | DC | 360 | -1 | Up to 6 ports.
[7 empty] | DynaChrg | EVS240 | 240kW Standalone Unit | DC | 240 | 1 | 1 | 1 | -1 | Output range:200V-1000V efficiency:Up to 96% Full certification User-friendly ADA Multiple payment methods Support for customization PLUG& CHARGE Hardware 15118-Ready Can Output 350A CCS1 boost 500A NACS boost 400A | EVPassport | Rosa Charger | Rosa | AC | 11 | -1 | Single Port, Standalone network capability | ChargeTronix | Power Cabinet: CTX-DSPB-480 Dispenser: CTX-DST | Nexus 480kW Distributed System | DC | 480 | -1 | Up to 6 ports.
[7 empty] | Ekoenergetyka | AXE-S2A7-66XX4XXXX, AXE-S2A7-65XX4XXXX | Axon Easy 120 | DC | 120 | 1 | -1 | 1 | 2 | Dual port. | Ford Pro Charging | FPC-AC0048ZC-### | Ford Pro AC Charging Station, 48A Series 2 | AC | 11.5 | -1 | Single Port. | ChargeTronix | TP-EVPD-120kW | 120kW DCFC | DC | 120 | -1 | Dual Port ; either 2 x CCS or 1x CCS + 1x CHAdeMO or or 1x CCS + 1x NACS or 2 x NACS
[7 empty] | Ekoenergetyka | AXE-S2A8-60XX4XXXX, AXE-S2A8-06XX4XXXX, AXE-S2A8-50XX4XXXX, AXE-S2A8-05XX4XXXX | Axon Easy 150 | DC | 150 | 1 | -1 | 1 | 2 | Dual port. | Ford Pro Charging | FPC-AC0080ZC-U## | Ford Pro AC Charging Station, Series 2 | AC | 19.2 | -1 | Single Port NRTL Listed as EX-1193-1 | ChargeTronix | TP-EVPD-160kW | 160kW DCFC | DC | 160 | -1 | Dual Port ; either 2 x CCS or 1x CCS + 1x CHAdeMO or or 1x CCS + 1x NACS or 2 x NACS
[7 empty] | Ekoenergetyka | AXE-S2B0-65XX4XXXX, AXE-S2B0-66XX4XXXX | Axon Easy 180 | DC | 180 | 1 | -1 | 1 | 2 | Dual port. | Ford Pro Charging | FPC-AC0011ZC-U## | 0 | AC | 11.5 | -1 | Single Port NRTL listed as Siemens 8EM1314-5CG14-2FA2 | ChargeTronix | TP-EVPD-180kW | 180kW DCFC | DC | 180 | -1 | Dual Port ; either 2 x CCS or 1x CCS + 1x CHAdeMO or or 1x CCS + 1x NACS or 2 x NACS
[7 empty] | Espen | EVC/D060/S### | EVC/D060/S### | DC | 60 | 1 | 1 | 0 | -1 | 1x CCS1 connector 1x CHAdeMO connector | Ford Pro Charging | FPC-AC0019ZC-U## | 0 | AC | 19.2 | -1 | Single Port NRTL listed as LiteOn EX 1193 XXXX certified models | ChargeTronix | TP-EVPD-200kW | 200kW | DC | 200 | -1 | Dual Port ; either 2 x CCS or 1x CCS + 1x CHAdeMO or or 1x CCS + 1x NACS or 2 x NACS
[7 empty] | Espen | EVC/D060P/S### | EVC/D060P/S### | DC | 60 | 1 | 1 | 1 | -1 | Dual port.CCS1, NACS ,CHAdeMO (Optional). | FractalEV | FR-802E1DRNAK | FR-80 (ISO) | AC | 19.2 | 2 | Single port | ChargeTronix | TP-EVPD-240kW | 240kW DCFC | DC | 240 | -1 | Dual Port ; either 2 x CCS or 1x CCS + 1x CHAdeMO or or 1x CCS + 1x NACS or 2 x NACS
[7 empty] | Espen | EVC/D120/S### | EVC/D120/S### | DC | 120 | 1 | 1 | 0 | -1 | 1x CCS1 connector 1x CHAdeMO connector | FractalEV | FR-482E1DRNAK | FR-48 (ISO) | AC | 11.5 | 2 | Single port | ChargeTronix | TP-EVPD-300kW | 300kW DCFC | DC | 300 | -1 | Dual Port ; either 2 x CCS or 1x CCS + 1x CHAdeMO or or 1x CCS + 1x NACS or 2 x NACS
[7 empty] | Espen | EVC/D180/S### | EVC/D180/S### | DC | 180 | 1 | 1 | 0 | -1 | 1x CCS1 connector 1x CHAdeMO connector; OCA Full and Security certificates under software version V1.00 | Free2Move | E21CA180Dx | 48A Charger | AC | 11 | -1 | Single Port, Standalone network capability; OCA Full and Security certificates under software version V1.00 | ChargeTronix | TP-EVPD-30kW | 30kW DCFC | DC | 30 | -1 | Single Port ; CCS1 or CHAdeMO or NACS
[7 empty] | EverCharge | E800-1017-01 | DCFC 240kW Power Cabinet | DC | 240 | 1 | -1 | -1 | -1 | OCA Full and Security certificates under software version 1.2009.0 (alternate company name on OCA cert - Wanbang Digital Energy Co., Ltd.) | Free2Move | E21CH012## | 0 | AC | 11 | -1 | Single Port, Standalone network capability; OCA Full and Security certificates under software version V1.00 | ChargeTronix | TP-EVPD-360kW | 360kW DCFC | DC | 360 | -1 | Dual Port ; either 2 x CCS or 1x CCS + 1x CHAdeMO or or 1x CCS + 1x NACS or 2 x NACS
[7 empty] | EverCharge | E800-1029-01 | DCFC 240kW Power Dispenser, w/Dual 200A CCS1 | DC | 240 | 1 | -1 | -1 | -1 | OCA Full and Security certificates under software version 1.2009.0 (alternate company name on OCA cert - Wanbang Digital Energy Co., Ltd.) | ICAPIA | ICACLS4040 | i4040 | AC | 9.6 | -1 | Dual port. | ChargeTronix | TP-EVPD-60kW | 60kW DCFC | DC | 60 | -1 | Dual Port ; either 2 x CCS or 1x CCS + 1x CHAdeMO or or 1x CCS + 1x NACS or 2 x NACS
[7 empty] | EverCharge | E800-1040-01 | DCFC 180kW All-in-One, w Dual CCS1 | DC | 180 | 1 | -1 | -1 | -1 | 0 | ICAPIA | ICACLS4080 | i4080 | AC | 19.2 | -1 | Dual port. | ChargeTronix | TP-V2G-20-480 | 0 | DC V2G | 20 | -1 | Bidirectional charger
[7 empty] | EverCharge | E800-1042-01 | DCFC 320kW All-in-One, w/ Dual CCS1 | DC | 320 | 1 | -1 | 1 | -1 | Dual port. | ICAPIA | ICACLS80 | i80 | AC | 19.2 | -1 | Single port. | ChargeTronix | TP-V2G-30-480 | 0 | DC V2G | 30 | -1 | Bidirectional charger
[7 empty] | EVPassport | C6AM150XX | C6AM150XX | DC | 150 | 1 | 0 | 0 | -1 | Standalone DCFC, no HPC needed, runs off its own power | ICAPIA | ICACOP48 | OPAL OMNI 48 | AC | 11.5 | -1 | Single port. | ChargeTronix | TP-V2G-40-480 | 0 | DC V2G | 40 | -1 | Bidirectional charger
[7 empty] | EVPassport | C6AM90XX | C6AM90XX | DC | 95 | 1 | 0 | 0 | -1 | Runs on 208 3P power, standalone DCFC | InCharge | ICE 80A Dual | ICE 80A Dual | AC | 19.2 | -1 | Dual port. | ChargeTronix | TP-V2G-60-480 | 0 | DC V2G | 60 | -1 | Bidirectional charger
[7 empty] | EVSIS | JC-94F2-350-0T5 | DC Charger 350kW | DC | 350 | 1 | -1 | 1 | 2 | Dual port. CCS / NACS(Optional), OCPP 2.0.1 will be supported | InCharge | ICE-80A Gen2 | ICE-80A Gen2 | AC | 19.2 | -1 | Single port. | CyberSwitching | CSDC240 | CSDC | DC | 240 | -1 | Dual port.
[7 empty] | EVSIS | JC-9932-100-CT | DC Charger 100kW | DC | 100 | 1 | 1 | 1 | 2 | CCS/CHAdeMO (optional), OCPP 2.0.1 will be supported | IoTecha | CCS-ACL2 / CCS-C80A | CCS-C80A-xxyyy | AC | 19.2 | -1 | Single Port. xx - cable length (15 or 25ft) yyy - LTE option | Daimler | Detroit eFill All-in-one 120 | eFill All-in-one 120 | DC | 120 | -1 | 1x CCS1 connector or 1x CHAdeMO connector. NRTL listed as Power Electronics NB1200U/NB120SU
[7 empty] | EVSIS | JC-9932-180-CT | DC Charger 180kW | DC | 180 | 1 | -1 | 1 | 2 | Dual port. CCS / NACS(Optional), OCPP 2.0.1 will be supported | IoTecha | CCS-ACL2-40 / CCS-C40A | CCS-ACL2-40 / CCS-C40A | AC | 8.3 | -1 | Single Port. xx - cable length (15 or 25ft) yyy - LTE option | Daimler | Detroit eFill All-in-one 150 | eFill All-in-one 150 | DC | 150 | -1 | Power Cabinet. 1x CCS1 connector or 1x CHAdeMO connector NRTL Listed as Power Electronics NB1500U/NB150SU. Approved dispenser are Detroit eFill Compact Dispender Duo. NRTL Listed as Power Electronics NBDI2000U,NBDI3000U.
[7 empty] | EVSIS | JC-9932-240-CT | DC Charger 240kW | DC | 240 | 1 | -1 | 1 | 2 | Dual port. CCS / NACS(Optional), OCPP 2.0.1 will be supported | IoTecha | CCS-C80C | CCS-C80C-xxyyy | AC | 19.2 | -1 | Single Port. xx - cable length (15 or 25ft) yyy - LTE option | Daimler | Detroit eFill All-in-one 180 | eFill All-in-one 180 | DC | 180 | -1 | 1x CCS1 connector or 1x CHAdeMO connector. NRTL listed as Power Electronics NB1800U/NB180SU.
[7 empty] | FLO | Ultra | Ultra | DC | 320 | 1 | -1 | 0 | -1 | Dual port. | It's Electric Inc. | Brooklyn-718 | Brooklyn-718 | AC | 7.68 | -1 | Single port. Paired with SWTCH network | Daimler | Detroit eFill All-in-one 210 | eFill All-in-one 210 | DC | 210 | -1 | 1x CCS1 connector or 1x CHAdeMO connector. NRTL listed as Power Electronics NB2100U/NB210SU.
[7 empty] | Ford Pro Charging | DC Charging Station 120kW | DC Charging Station 120kW | DC | 120 | 1 | -1 | -1 | -1 | Dual port. | IXP, LLC | IXP-E48 | IXP-E48 | AC | 11.5 | -1 | 0 | Daimler | Detroit eFill All-in-one 240 | eFill All-in-one 240 | DC | 240 | -1 | 1x CCS1 connector or 1x CHAdeMO connector. NRTL listed as Power Electronics NB2400U/NB240SU.
[7 empty] | Ford Pro Charging | DC Charging Station 240kW | DC Charging Station 240kW | DC | 240 | 1 | -1 | -1 | -1 | Dual port. | IXP, LLC | IXP-E80 | IXP-E80 | AC | 19.2 | -1 | EV Charger, 80 Amp, Level 2, 4G Module, ISO 15118 compliant, Credit Card Reader, Commercial, Gen 2, Orange | Daimler | Detroit eFill All-in-one 60 | eFill All-in-one 60 | DC | 60 | -1 | 1x CCS1 connector or 1x CHAdeMO connector. NRTL listed as Power Electronics NB0600U/NB060SU
[7 empty] | Ford Pro Charging | FPC-DC0060AA-U## | 0 | DC | 60 | 1 | 0 | 0 | -1 | Single or Dual Port 2x CCS1 connector . NRTL listed as Power Electronics NB060SU20 | Loop Global | EVS-80A-L2-002 | EV-Fleet | AC | 19.2 | 2 | SAE J1772, Standalone network capability | Daimler | Detroit eFill All-in-one 90 | eFill All-in-one 90 | DC | 90 | -1 | 1x CCS1 connector or 1x CHAdeMO connector. NRTL listed as Power Electronics NB0900U/NB090SU
[7 empty] | Ford Pro Charging | FPC-DC0120AA-U## | 0 | DC | 120 | 1 | 0 | 0 | -1 | 2x CCS1 200A or 300A connector NRTL listed as Power Electronics NB120SU20 | Lynkwell | LW102-AC80-# | Xlynk | AC | 19.2 | -1 | Single port. | Daimler | Detroit eFill Power Center 120 | eFill Power Center 120 | DC | 120 | -1 | Power Cabinet. 1x CCS1 connector or 1x CHAdeMO connector NRTL Listed as Power Electronics NBi1200U/NBi120SU. Approved dispenser are Detroit eFill Compact Dispender Duo. NRTL Listed as Power Electronics NBDI2000U,NBDI3000U.
[7 empty] | Free2Move | E21CH060Dx | 0 | DC | 60 | 1 | 1 | 0 | -1 | 1x CCS1 connector 1x CHAdeMO connector | Lynkwell | LW101-AC48 | Xlynk | AC | 11.5 | -1 | Single port. | Daimler | Detroit eFill Power Center 150 | eFill Power Center 150 | DC | 150 | -1 | Power Cabinet. 1x CCS1 connector or 1x CHAdeMO connector NRTL Listed as Power Electronics NBi1500U/NBi150SU. Approved dispenser are Detroit eFill Compact Dispender Duo. NRTL Listed as Power Electronics NBDI2000U,NBDI3000U.
[7 empty] | Free2Move | E21CH180## | 0 | DC | 180 | 1 | 1 | 0 | -1 | 1x CCS1 connector 1x CHAdeMO connector; OCA Full and Security certificates under software version V1.00 | Lynkwell | LW141-AC80 | LW141-AC80 | AC | 19.2 | -1 | Single port. | Daimler | Detroit eFill Power Center 180 | eFill Power Center 180 | DC | 180 | -1 | Power Cabinet. 1x CCS1 connector or 1x CHAdeMO connector NRTL Listed as Power Electronics NBi1800U/NBi180SU. Approved dispenser are Detroit eFill Compact Dispender Duo. NRTL Listed as Power Electronics NBDI2000U,NBDI3000U.
[7 empty] | Freewire | 900-00151-XX | Boost 150 | DC | 150 | 1 | 0 | 0 | -1 | Battery integrated DCFC | Lynkwell | LW201-AC80 | LW201-AC80 | AC | 19.2 | -1 | 0 | Daimler | Detroit eFill Power Center 60 | eFill Power Center 60 | DC | 60 | -1 | Power Cabinet. 1x CCS1 connector or 1x CHAdeMO connector NRTL Listed as Power Electronics NBi0600U/NBi060SU Approved dispenser are Detroit eFill Compact Dispender Duo. NRTL Listed as Power Electronics NBDI2000U,NBDI3000U.
[7 empty] | Freewire | Boost 200 | Boost Charger 200 | DC | 200 | 1 | 1 | 0 | -1 | 1x CCS1 connector 1x CHAdeMO connector | Lynkwell | LW202-AC32 | LW202-AC32 | AC | 7.7 | -1 | Single port. | Daimler | Detroit eFill Power Center 90 | eFill Power Center 90 | DC | 90 | -1 | Power Cabinet. 1x CCS1 connector or 1x CHAdeMO connector NRTL Listed as Power Electronics NBi0900U/NBi090SU. Approved dispenser are Detroit eFill Compact Dispender Duo. NRTL Listed as Power Electronics NBDI2000U,NBDI3000U.
[7 empty] | Heliox | HE9820014-01-AAV HE9820014-01-AAA | Flex 180 AIO | DC | 180 | 1 | -1 | -1 | -1 | Distributed charger system that supports has a built-in CCS1 cable and supports up to 2 additional connetion ports with applicable dispenser or pantograph | Lynkwell | LW202-AC48 | LW202-AC48 | AC | 11.52 | -1 | Single port. | DynaChrg | EVN120F | Stand alone Fleet 120 | DC | 120 | -1 | 120kW all-in-one charger with 2 connectors. Alternate designations: DirectPowerPS 120 Fleet, DirectPowerPS 120
[7 empty] | Heliox | HE9821001-01 | Flex 180 | DC | 180 | 1 | -1 | -1 | -1 | This product listing did not include the pantograph. Please consult with the manufacturer regarding pantograph selection. Pantographs are being Recognized under UL 2251. Field listing of system hardware may be required at deployment. | Lynkwell | LW202-AC80 | LW202-AC80 | AC | 19.2 | -1 | Single port. | DynaChrg | EVN120P | Stand alone Advertising 120 | DC | 120 | -1 | 120kW all-in-one charger with 2 connectors, advertising display, and payment terminal. Alternate designations: DirectPowerPS 120 Flagship, DirectPowerPS 120
[7 empty] | Heliox | HE9823005-01 | Heliox 60kW | DC | 60 | 1 | -1 | -1 | -1 | Single port. Available as mobile, wall, or pedestal mount | Noodoe | AC11P/ AC11P Exceed | 0 | AC | 11.5 | -1 | Single port. | DynaChrg | EVN180F | Stand alone Fleet 180 | DC | 180 | -1 | 180kW all-in-one charger with 2 connectors. Alternate designations: DirectPowerPS 180 Fleet, DirectPowerPS 180
[7 empty] | i-charging | blueberry | BB50 | DC | 50 | 1 | 1 | 1 | 2 | Dual port | Nuvve | EVSE-B-P1-H1 | EVSE PowerPort Neo 19kW L2 (1 phase, J1772) | AC | 19.2 | -1 | Single Port, Standalone network capability | DynaChrg | EVN180P | Stand alone Advertising 180 | DC | 180 | -1 | 180kW all-in-one charger with 2 connectors, advertising display, and payment terminal. Alternate designations: DirectPowerPS 180 Flagship, DirectPowerPS 180
[7 empty] | i-charging | blueberry FUSION | blueberry FUSION | DC | 150 | 1 | 1 | 1 | 2 | Dual port. Simultaneous charging, Dynamic Power Allocation, 50, 100 and 150kW available | OpConnect | IC80 | IC80 | AC | 19.2 | -1 | Single Port NRTL Listed as EX-1193-1 | DynaChrg | EVN240F | Stand alone Fleet 240 | DC | 240 | -1 | 240kW all-in-one charger with 2 connectors. Alternate designations: DirectPowerPS 240 Fleet, DirectPowerPS 240
[7 empty] | InCharge | ICE CUBE 200kWh/200kW Battery Buffer | ICE CUBE 200kWh/200kW Battery Buffer | DC | 240 | 1 | 1 | 1 | -1 | Battery integrated DCFC. Up to 4 ports. | OpConnect | OC-IC3-32AH | 0 | AC | 7.2 | -1 | Single Port, Standalone network capability | DynaChrg | EVN240P | Stand alone Advertising 240 | DC | 240 | -1 | 240kW all-in-one charger with 2 connectors, advertising display, and payment terminal. Alternate designations: DirectPowerPS 240 Flagship, DirectPowerPS 240
[7 empty] | InCharge | ICE-120 | ICE-120 | DC | 120 | 1 | 1 | 1 | -1 | 1x CCS1 connector 1x CHAdeMO connector NRTL listed as Shenzhen InfyPower : EXP120K2-FD-UU2 & EXP120K2-FS-U2 | OpConnect | OC-SC3-32AN | 0 | AC | 7.7 | -1 | Single Port, Standalone network capability | DynaChrg | EVN300F | Stand alone Fleet 300 | DC | 300 | -1 | 300kW all-in-one charger with 2 connectors. Alternate designations: DirectPowerPS 300 Fleet, DirectPowerPS 300
[7 empty] | InCharge | ICE-180 | ICE-180 | DC | 180 | 1 | 1 | 1 | -1 | 1x CCS1 connector 1x CHAdeMO connector NRTL listed as Shenzhen InfyPower : EXP180K2-FD-UU2 & EXP180K2-FS-U2 | OpConnect | SC80 | SC80 | AC | 19.2 | -1 | Single Port NRTL Listed as EX-1193-3 | DynaChrg | EVN300P | Stand alone Advertising 300 | DC | 300 | -1 | 300kW all-in-one charger with 2 connectors, advertising display, and payment terminal. Alternate designations: DirectPowerPS 300 Flagship, DirectPowerPS 300
[7 empty] | InCharge | ICE-60 | ICE-60 | DC | 60 | 1 | 1 | 1 | -1 | 1x CCS1 connector 1x CHAdeMO connector NRTL listed as Shenzhen InfyPower : EXP60K2-FD-UU2 & EXP60K2-FS-U2 | Pando Electric | Pando 002A | Pando 002A | MANAGED OUTLET | 9.6 | -1 | Single port. | DynaChrg | EVN360F | Stand alone Fleet 360 | DC | 360 | -1 | 360kW all-in-one charger with 2 connectors. Alternate designations: DirectPowerPS 360 Fleet, DirectPowerPS 360
[7 empty] | InCharge | ICE-66 V2X | ICE-66 V2X | DC V2G | 66 | 1 | 1 | -1 | -1 | Single or dual port. Supports both CCS and CHAdeMO. Up to 2 ports. | PowerFlex Systems | EX-1193-M | IC 80A Gen2 | AC | 19.2 | -1 | Single port. | DynaChrg | EVN360P | Stand alone Advertising 360 | DC | 360 | -1 | 360kW all-in-one charger with 2 connectors, advertising display, and payment terminal. Alternate designations: DirectPowerPS 360 Flagship, DirectPowerPS 360
[7 empty] | InCharge | ICE-132 V2X | ICE-132 V2X | DC V2G | 132 | 1 | 1 | 1 | -1 | Dual port. | PowerFlex Systems | JNT-EVC10 (PF-JT48) | 0 | AC | 11.52 | -1 | Must acquire Nexus | DynaChrg | EVS160 | 160kW Standalone Unit | DC | 160 | -1 | Output range:200V-1000V efficiency:Up to 96% Full certification User-friendly ADA Multiple payment methods Support for customization PLUG& CHARGE Hardware 15118-Ready Can Output 350A CCS1 boost 500A NACS boost 400A
[7 empty] | InCharge | ICE60K3-FDW-UU2 | ICE-60 DCWB | DC | 60 | 1 | 1 | 1 | -1 | Dual port. | PowerFlex Systems | W1-UC168-0MF1FR | ADV+48A / SC48 | AC | 11.6 | -1 | Single port. | DynaChrg | EVS240 | 240kW Standalone Unit | DC | 240 | -1 | Output range:200V-1000V efficiency:Up to 96% Full certification User-friendly ADA Multiple payment methods Support for customization PLUG& CHARGE Hardware 15118-Ready Can Output 350A CCS1 boost 500A NACS boost 400A
[7 empty] | Jule (eCAMION) | Jule-100 | Jule Charger 100 | DC | 100 | 1 | 1 | 1 | -1 | DCFC that works with ESS w/ voltage range 650-800VDC | PowerFlex Systems | W1-UC168-0MK1ER | IC 48A | AC | 11.6 | -1 | Single port. | DynaChrg | EVS480 | Distributed Model 480kW up to 3 Dual Port Dispensers | DC | 480 | -1 | Output range:200V-1000V efficiency:Up to 96% Full certification User-friendly ADA Multiple payment methods Support for customization PLUG& CHARGE Hardware 15118-Ready Air cooling output 350A Liquid cooling sustained maximum output 500A
[7 empty] | Jule (eCAMION) | Jule-200 | Jule Charger 200 | DC | 200 | 1 | 1 | 1 | -1 | DCFC that works with ESS w/ voltage range 650-800VDC | PowerFlex Systems | W1-UC168-0ML1EP | IC 48A with POS | AC | 11.6 | -1 | Single port. | Ekoenergetyka | AXE-S2A7-66XX4XXXX, AXE-S2A7-65XX4XXXX | Axon Easy 120 | DC | 120 | 2 | Dual port.
[7 empty] | Jule (eCAMION) | Jule-350 | Jule Charger 350 | DC | 350 | 1 | 1 | 1 | -1 | DCFC that works with ESS w/ voltage range 650-800VDC | PowerPump | AC550 | AC550 | AC | 10 | -1 | Single Port. | Ekoenergetyka | AXE-S2A8-60XX4XXXX, AXE-S2A8-06XX4XXXX, AXE-S2A8-50XX4XXXX, AXE-S2A8-05XX4XXXX | Axon Easy 150 | DC | 150 | 2 | Dual port.
[7 empty] | Kempower | C501### | C-Series | DC | 200 | 1 | 1 | 1 | 2 | 1-4 power modules supporting max output range of 50-200kW | QCharge123 | QAC2-BC | Commercial Charger | AC | 19.2 | -1 | Single or dual port. | Ekoenergetyka | AXE-S2B0-65XX4XXXX, AXE-S2B0-66XX4XXXX | Axon Easy 180 | DC | 180 | 2 | Dual port.
[7 empty] | Kempower | C502### | C-Series | DC | 350 | 1 | 1 | 1 | -1 | 1-7 power modules supporting max output range of 50-350kW | QCharge123 | QAC2-BR | Residential/Low Commercial Charger | AC | 9.6 | -1 | Single port. | Espen | EVC/D030/S### | EVC/D030/S### | DC | 30 | -1 | 1x CCS1 connector 1x CHAdeMO connector
[7 empty] | Kempower | C503### | C-Series | DC | 350 | 1 | 1 | 1 | -1 | 1-7 power modules supporting max output range of 50-350kW | Siemens | 8EM13105HF141GA2 | VersiCharge AC 48A NTEP | AC | 11.5 | -1 | Single Port, Standalone network capability | Espen | EVC/D040P/S### | EVC/D040P/S### | DC | 40 | -1 | Dual port.CCS1, NACS ,CHAdeMO (Optional).
[7 empty] | Kempower | C801### | C-Series | DC | 200 | 1 | 1 | 1 | -1 | 1-4 power modules supporting max output range of 50-200kW | Siemens | 8EM13155HG141GA2 | VersiCharge Blue AC 48A NTEP | AC | 11.5 | -1 | Single Port, Standalone network capability | Espen | EVC/D060/S### | EVC/D060/S### | DC | 60 | -1 | 1x CCS1 connector 1x CHAdeMO connector
[7 empty] | Kempower | C802### | C-Series | DC | 350 | 1 | 1 | 1 | -1 | 1-7 power modules supporting max output range of 50-350kW | Siemens | VersiCharge 11.5kW 8EM1310-5CF14-0GA0 | VersiCharge | AC | 11.5 | -1 | Single Port, Standalone network capability | Espen | EVC/D060P/S### | EVC/D060P/S### | DC | 60 | -1 | Dual port.CCS1, NACS ,CHAdeMO (Optional).
[7 empty] | Kempower | C803### | C-Series | DC | 350 | 1 | 1 | 1 | -1 | 1-7 power modules supporting max output range of 50-350kW | Siemens | VersiCharge 11.5kW 8EM1310-5CF14-1GA2 | VersiCharge | AC | 11.5 | -1 | Single Port, Standalone network capability | Espen | EVC/D120/S### | EVC/D120/S### | DC | 120 | -1 | 1x CCS1 connector 1x CHAdeMO connector
[7 empty] | Lincoln Electric | Velion 150 | Velion | DC | 150 | 1 | -1 | -1 | -1 | Single port. | Siemens | VersiCharge 11.5kW 8EM1312-5CF18-0FA3 | VersiCharge | AC | 11.5 | -1 | Single Port, Standalone network capability | Espen | EVC/D180/S### | EVC/D180/S### | DC | 180 | -1 | 1x CCS1 connector 1x CHAdeMO connector; OCA Full and Security certificates under software version V1.00
[7 empty] | Loop Global | EVS-FLASH-300-D01 | Infinity Flash (with screen) | DC | 300 | 1 | -1 | 1 | 2 | Dual port with screen. Power cabinet required: EVS-FLASH- 360-PC01 | Siemens | VersiCharge 9.6kW 8EM1310-4CF14-0GA0 | VersiCharge | AC | 9.6 | -1 | Single Port, Standalone network capability | Espen | EVC/D360/S### | EVC/D360/S### | DC | 360 | -1 | Power Cabinet. 1x CCS1 connector or 1x CHAdeMO connector. Vetted dispensers are DDWU362T0TE2PN- RW DDWU362T0TE2N7-RW, DDWU362V00E2N7-RW DDWU362U0UE2PN-RW, DDWU362U0UE2N7-RW, DDWU362K0TE2PN-RW, DDWU362K0TE2N7-RW, DDWU362K0UE2PN-RW, DDWU362K0UE2N7-RW, DDWU362G00E2PN-RW, DDWU362G00E2N7-RW, DDWU362K00E2PN-RW, DDWU362K00E2N7-RW, DDWU362U00E2PN-RW, DDWU362U00E2N7-RW, DDWU362T00E2PN-RW, DDWU362T00E2N7-RW, DDWU362V0UE2PN-RW, DDWU362V0UE2N7-RW, DDWU362V0KE2PN-RW, DDWU362V0KE2N7-RW, DDWU362V0TE2PN-RW, DDWU362V0TE2N7-RW, DDWU362V00E2PN-RW.
[7 empty] | Loop Global | EVS-FLASH-300-D01-150 | Infinity Flash (with screen)(derated) | DC | 150 | 1 | -1 | 1 | 2 | 150kW max per port | Siemens | VersiCharge 9.6kW 8EM1310-4CF14-1GA2 | VersiCharge | AC | 9.6 | -1 | Single Port, Standalone network capability | EverCharge | E800-1017-01 | DCFC 240kW Power Cabinet | DC | 240 | -1 | OCA Full and Security certificates under software version 1.2009.0 (alternate company name on OCA cert - Wanbang Digital Energy Co., Ltd.)
[7 empty] | Loop Global | EVS-FLASH-300-D02 | Infinity Flash (without screen) | DC | 300 | 1 | -1 | 1 | 2 | Dual port without screen. Power cabinet required: EVS-FLASH- 360-PC01 | Siemens | VersiCharge 9.6kW 8EM1312-4CF18-0FA3 | VersiCharge | AC | 9.6 | -1 | Single Port, Standalone network capability | EverCharge | E800-1029-01 | DCFC 240kW Power Dispenser, w/Dual 200A CCS1 | DC | 240 | -1 | OCA Full and Security certificates under software version 1.2009.0 (alternate company name on OCA cert - Wanbang Digital Energy Co., Ltd.)
[7 empty] | Loop Global | EVS-FLASH-300-D02-150 | Infinity Flash (without screen)(derated) | DC | 150 | 1 | -1 | 1 | 2 | 150kW max per port | StarCharge | AC###AN030###### | Artemis | AC | 19.2 | 2 | Single port. | EverCharge | E800-1040-01 | DCFC 180kW All-in-One, w Dual CCS1 | DC | 180 | -1 | 0
[7 empty] | Lynkwell | LW141-DC480/320-SA-CC18 | LW141-DC480/320-SA-CC18 | DC | 320 | 1 | -1 | -1 | -1 | Dual port. 2x CCS1 connector | SWTCH Energy | AXLU111001/48 | AX48 | AC | 11 | -1 | Single Port, Standalone network capability; OCA Full and Security certificates under software version V1.00 | EverCharge | E800-1042-01 | DCFC 320kW All-in-One, w/ Dual CCS1 | DC | 320 | -1 | Dual port.
[7 empty] | Lynkwell | LW141-DC480/320-SA-CN18 | LW141-DC480/320-SA-CN18 | DC | 320 | 1 | -1 | 1 | -1 | Dual port. 1x CCS1 connector, 1x NACS/J3400 connector | SWTCH Energy | AXLU191001/80 | AX80 | AC | 19.1 | -1 | Single Port, Standalone network capability | EVPassport | C6AM150XX | C6AM150XX | DC | 150 | -1 | Standalone DCFC, no HPC needed, runs off its own power
[7 empty] | Lynkwell | LW141-DC100 | LW141-DC100 | DC | 100 | 1 | 0 | 0 | -1 | Single or dual port | SWTCH Energy | EX-1193-1 | SWTCH Lite-On Platinum IC3 80A | AC | 19.2 | -1 | Single Port NRTL Listed as EX-1193-1 | EVPassport | C6AM90XX | C6AM90XX | DC | 95 | -1 | Runs on 208 3P power, standalone DCFC
[7 empty] | Lynkwell | LW141-DC120 | LW141-DC120 | DC | 120 | 1 | 0 | 0 | -1 | Single or dual port | SWTCH Energy | EX-1193-3 | SWTCH Lite-On Platinum SC3 80A | AC | 19.2 | -1 | Single Port NRTL Listed as EX-1193-3 | EVSIS | JC-94F2-350-0T5 | DC Charger 350kW | DC | 350 | 2 | Dual port. CCS / NACS(Optional), OCPP 2.0.1 will be supported
[7 empty] | Lynkwell | LW141-DC140 | LW141-DC140 | DC | 140 | 1 | 0 | 0 | -1 | Single or dual port | SWTCH Energy | IC3-32A-H-A | SWTCH Lite-On Platinum IC3 | AC | 7.6 | -1 | Single Port NRTL Listed as IC3-32A-H-A | EVSIS | JC-94F2-400-0T5 | DC Charger 400kW | DC | 400 | 2 | Dual port. CCS / NACS(Optional), OCPP 2.0.1 will be supported
[7 empty] | Lynkwell | LW141-DC160 | LW141-DC160 | DC | 160 | 1 | 0 | 0 | -1 | Single or dual port | SWTCH Energy | SC3-32A-H | SWTCH Lite-On Platinum SC3 | AC | 7.6 | -1 | Single Port NRTL Listed as SC3-32A-H | EVSIS | JC-9932-100-CT | DC Charger 100kW | DC | 100 | 2 | CCS/CHAdeMO (optional), OCPP 2.0.1 will be supported
[7 empty] | Lynkwell | LW141-DC180 | LW141-DC180 | DC | 180 | 1 | 0 | 0 | -1 | Single or dual port | SWTCH Energy | EVH006-48 | Joint Tech 48A | AC | 11.5 | -1 | Single port. | EVSIS | JC-9932-180-CT | DC Charger 180kW | DC | 180 | 2 | Dual port. CCS / NACS(Optional), OCPP 2.0.1 will be supported
[7 empty] | Lynkwell | LW141-DC200 | LW141-DC200 | DC | 200 | 1 | 0 | 0 | -1 | Single or dual port | TECO-Westinghouse | AXLU111001/ AX48 | Nexe VersaCharge 360kW | AC | 11 | -1 | Single Port, Standalone network capability | EVSIS | JC-9932-240-CT | DC Charger 240kW | DC | 240 | 2 | Dual port. CCS / NACS(Optional), OCPP 2.0.1 will be supported
[7 empty] | Lynkwell | LW141-DC220 | LW141-DC220 | DC | 220 | 1 | 0 | 0 | -1 | Single or dual port | Tellus Power | TP-EVVA-80A | 0 | AC | 19.2 | -1 | Networked charging station | EVSIS | JC-9A31-30-CT | DC Charger 30kW | DC | 30 | 2 | CCS/OCPP 2.0.1 will be supported
[7 empty] | Lynkwell | LW141-DC240 | LW141-DC240 | DC | 240 | 1 | 0 | 0 | -1 | Single or dual port | Tellus Power | UP160J-#MP-### | 0 | AC | 7.2 | -1 | Dual Port, Must acquire Gateway for network connectivity | FLO | Ultra | Ultra | DC | 320 | -1 | Dual port.
[7 empty] | Lynkwell | LW141-DC60 | LW141-DC60 | DC | 60 | 1 | 0 | 0 | -1 | Single or dual port | Tellus Power | UP80J-#MP-### | 0 | AC | 7.2 | -1 | Single Port, Must acquire Gateway for network connectivity | Ford Pro Charging | DC Charging Station 120kW | DC Charging Station 120kW | DC | 120 | -1 | Dual port.
[7 empty] | Lynkwell | LW141-DC80 | LW141-DC80 | DC | 80 | 1 | 0 | 0 | -1 | Single or dual port | TurnOnGreen | EVP1100-W/CPEVAC-11KW-J17-W EVP1100-WG/CPEVAC-11KW-J17-WG CPEVAC-11KW-S18-# | 0 | AC | 11.4 | -1 | Single Port | Ford Pro Charging | DC Charging Station 240kW | DC Charging Station 240kW | DC | 240 | -1 | Dual port.
[7 empty] | Lynkwell | LW301-DC-180 | LW301-DC-180 | DC | 180 | 1 | -1 | -1 | -1 | 0 | Wallbox | PUP3-#-#-6-#-##-# | Pulsar Pro 48A | AC | 11.5 | -1 | # is a hold for cable length, connector type, power supply version, custom, and color. Payment terminal requirements aren't met by charger independently. We do allow integration with EVSP that have cloud-to-cloud integrations with payment terminals or kiosks. Examples can be provided. | Ford Pro Charging | FPC-DC0060AA-U## | 0 | DC | 60 | -1 | Single or Dual Port 2x CCS1 connector . NRTL listed as Power Electronics NB060SU20
[7 empty] | Lynkwell | LW301-DC240 | LW301-DC240 | DC | 240 | 1 | -1 | -1 | -1 | OCA Full and Security certificates under software version 1.2009.0 (alternate company name on OCA cert - Wanbang Digital Energy Co., Ltd.) | Xiamen Topstar Co., LTD | TSEA240V/32AUS | TSEA240V/##AUS | AC | 7.6 | 2 | Single port. | Ford Pro Charging | FPC-DC0120AA-U## | 0 | DC | 120 | -1 | 2x CCS1 200A or 300A connector NRTL listed as Power Electronics NB120SU20
[7 empty] | Lynkwell | LW301-DC320 | LW301-DC320 | DC | 320 | 1 | -1 | 1 | -1 | Dual port. | Xiamen Topstar Co., LTD | TSEA240V/40AUS | TSEA240V/##AUS | AC | 9.6 | 2 | Single port. | Free2Move | E21CH060Dx | 0 | DC | 60 | -1 | 1x CCS1 connector 1x CHAdeMO connector
[7 empty] | Nidec | EVDIS-L120DAWM010 | DirectPowerPS Tower 120 Flagship | DC | 120 | 1 | -1 | -1 | 2 | 120kW all-in-one charger with 2 connectors, advertising display, and payment terminal. Alternate designations: DirectPowerPS 120 Flagship, DirectPowerPS 120 | Xiamen Topstar Co., LTD | TSEA240V/48AUS | TSEA240V/##AUS | AC | 11.5 | 2 | Single port. | Free2Move | E21CH180## | 0 | DC | 180 | -1 | 1x CCS1 connector 1x CHAdeMO connector; OCA Full and Security certificates under software version V1.00
[7 empty] | Nidec | EVDIS-L120DFW00041 | DirectPowerPS Tower 120 Fleet | DC | 120 | 1 | -1 | -1 | 2 | 120kW all-in-one charger with 2 connectors. Alternate designations: DirectPowerPS 120 Fleet, DirectPowerPS 120 | Xiamen Topstar Co., LTD | TSEA240V/80AUS | TSEA240V/##AUS | AC | 19.2 | 2 | Single port. | Freewire | 900-00151-XX | Boost 150 | DC | 150 | -1 | Battery integrated DCFC
[7 empty] | Nidec | EVDIS-L180DAWM010 | DirectPowerPS Tower 180 Flagship | DC | 180 | 1 | -1 | -1 | 2 | 180kW all-in-one charger with 2 connectors, advertising display, and payment terminal. Alternate designations: DirectPowerPS 180 Flagship, DirectPowerPS 180 | Xiamen Topstar Co., LTD | TSED240V/32A2US | TSED240V/##A2US | AC | 7.6 | 2 | Dual port. | Freewire | Boost 200 | Boost Charger 200 | DC | 200 | -1 | 1x CCS1 connector 1x CHAdeMO connector
[7 empty] | Nidec | EVDIS-L180DFW00041 | DirectPowerPS Tower 180 Fleet | DC | 180 | 1 | -1 | -1 | 2 | 180kW all-in-one charger with 2 connectors. Alternate designations: DirectPowerPS 180 Fleet, DirectPowerPS 180 | Xiamen Topstar Co., LTD | TSED240V/40A2US | TSED240V/##A2US | AC | 9.6 | 2 | Dual port. | Heliox | HE9820014-01-AAV HE9820014-01-AAA | Flex 180 AIO | DC | 180 | -1 | Distributed charger system that supports has a built-in CCS1 cable and supports up to 2 additional connetion ports with applicable dispenser or pantograph
[7 empty] | Nidec | EVDIS-L240DAWM000 | DirectPowerPS Tower 240 Flagship | DC | 240 | 1 | -1 | -1 | 2 | 240kW all-in-one charger with 2 connectors, advertising display, and payment terminal. Alternate designations: DirectPowerPS 240 Flagship, DirectPowerPS 240 | Xiamen Topstar Co., LTD | TSED240V/48A2US | TSED240V/##A2US | AC | 11.5 | 2 | Dual port. | Heliox | HE9821001-01 | Flex 180 | DC | 180 | -1 | This product listing did not include the pantograph. Please consult with the manufacturer regarding pantograph selection. Pantographs are being Recognized under UL 2251. Field listing of system hardware may be required at deployment.
[7 empty] | Nidec | EVDIS-L240DFW00031 | DirectPowerPS Tower 240 Fleet | DC | 240 | 1 | -1 | -1 | 2 | 240kW all-in-one charger with 2 connectors. Alternate designations: DirectPowerPS 240 Fleet, DirectPowerPS 240 | Xiamen Topstar Co., LTD | TSED240V/80A2US | TSED240V/##A2US | AC | 19.2 | 2 | Dual port. | Heliox | HE9822019-01 | Flex 360 | DC | 360 | -1 | Base product, 360kW, W DC HPC D UL
[7 empty] | Nidec | EVDIS-L300DAWM000 | DirectPowerPS Tower 300 Flagship | DC | 300 | 1 | -1 | -1 | 2 | 300kW all-in-one charger with 2 connectors, advertising display, and payment terminal. Alternate designations: DirectPowerPS 300 Flagship, DirectPowerPS 300 | Zerova | AXLU111001/ AX48 | AX48 | AC | 11 | -1 | Single Port, Standalone network capability; OCA Full and Security certificates under software version V1.00 | Heliox | HE9823005-01 | Heliox 60kW | DC | 60 | -1 | Single port. Available as mobile, wall, or pedestal mount
[7 empty] | Nidec | EVDIS-L300DFW00031 | DirectPowerPS Tower 300 Fleet | DC | 300 | 1 | -1 | -1 | 2 | 300kW all-in-one charger with 2 connectors. Alternate designations: DirectPowerPS 300 Fleet, DirectPowerPS 300 | Zerova | AXLU191001/ AX80 | AX80 | AC | 19.1 | -1 | Single Port, Standalone network capability | Heliox | HE9823007-01 | Heliox 30kW | DC | 30 | -1 | Single port. Available as mobile, wall, or pedestal mount
[7 empty] | Noodoe | DC060PHCSX13480SUS1 | 0 | DC | 60 | 1 | 1 | 0 | -1 | 1x CCS1 connector 1x CHAdeMO connector | [7 empty] | Heliox | HE9823009-01 | Heliox 44KW Bidirectional | DC V2G | 44 | -1 | Single port. Available as wall or pedestal mount
[7 empty] | Noodoe | DC060PHSSX13480SUS1 | 0 | DC | 60 | 1 | 0 | 0 | -1 | 2x CCS1 connector | [7 empty] | i-charging | blueberry | BB50 | DC | 50 | 2 | Dual port
[7 empty] | Noodoe | DC090PHCSX13480SUS1 | 0 | DC | 90 | 1 | 1 | 0 | -1 | 1x CCS1 connector 1x CHAdeMO connector | [7 empty] | i-charging | blueberry CLUSTER | blueberry CLUSTER | DC | 500 | 2 | Four ports. Simultaneous charging, Dynamic Power Allocation, 50 to 900 kW. 1 to 3 Power Units (cabinets) and up to 4 plugs in dispenser and satellites
[7 empty] | Noodoe | DC090PHSSX13480SUS1 | 0 | DC | 90 | 1 | 0 | 0 | -1 | 2x CCS1 connector | [7 empty] | i-charging | blueberry FUSION | blueberry FUSION | DC | 150 | 2 | Dual port. Simultaneous charging, Dynamic Power Allocation, 50, 100 and 150kW available
[7 empty] | Noodoe | DC120PHCSX13480SUS1 | 0 | DC | 120 | 1 | 1 | 0 | -1 | 1x CCS1 connector 1x CHAdeMO connector | [7 empty] | i-charging | blueberry PLUS | PU 200 R2 / PU 300 R2 | DC | 500 | 2 | Four ports. Simultaneous charging, Dynamic Power Allocation, 50 to 900 kW. 1 to 3 Power Units (cabinets) and 1 Dispenser w 2 Plugs
[7 empty] | Noodoe | DC120PHSSX13480SUS1 | 0 | DC | 120 | 1 | 0 | 0 | -1 | 2x CCS1 connector | [7 empty] | InCharge | ICE 480 | ICE 480 | DC | 480 | -1 | Supports both CCS and CHAdeMO standards with one or two connectors. This DC Split System is designed to provide high power charging with distributed dispenser and power conversion units.
[7 empty] | Noodoe | DC150PHCSX13480SUS1 | 0 | DC | 150 | 1 | 1 | 0 | -1 | 1x CCS1 connector 1x CHAdeMO connector | [7 empty] | InCharge | ICE CUBE 200kWh/200kW Battery Buffer | ICE CUBE 200kWh/200kW Battery Buffer | DC | 240 | -1 | Battery integrated DCFC. Up to 4 ports.
[7 empty] | Noodoe | DC150PHSSX13480SUS1 | 0 | DC | 150 | 1 | 0 | 0 | -1 | 2x CCS1 connector | [7 empty] | InCharge | ICE-120 | ICE-120 | DC | 120 | -1 | 1x CCS1 connector 1x CHAdeMO connector NRTL listed as Shenzhen InfyPower : EXP120K2-FD-UU2 & EXP120K2-FS-U2
[7 empty] | Noodoe | DC180PHCSX13480SUS1 | 0 | DC | 180 | 1 | 1 | 0 | -1 | 1x CCS1 connector 1x CHAdeMO connector | [7 empty] | InCharge | ICE-180 | ICE-180 | DC | 180 | -1 | 1x CCS1 connector 1x CHAdeMO connector NRTL listed as Shenzhen InfyPower : EXP180K2-FD-UU2 & EXP180K2-FS-U2
[7 empty] | Noodoe | DC180PHSSX13480SUS1 | 0 | DC | 180 | 1 | 0 | 0 | -1 | 2x CCS1 connector | [7 empty] | InCharge | ICE-30 | ICE-30 | DC | 30 | -1 | 1x CCS1 connector 1x CHAdeMO connector NRTL listed as Shenzhen InfyPower : EXP30k2-FSW-U2 & EXP30kW-FDW-UU2
[7 empty] | Nuvve | DC RES-HD125-V2G (RES-HD125-V2G) | DC Rapid HD Charging Station 125kW | DC V2G | 125 | 1 | 1 | 1 | -1 | Power Cabinet, Rhombus: RES-DCVC125-480-V2G (RES-HD125-V2G), Firmware 603/0A16, Checksum A6AB Approved dispensers are RES-D2-CS20-V2G (RES-HD125-V2G), 1x CCS1 connector | [7 empty] | InCharge | ICE-60 | ICE-60 | DC | 60 | -1 | 1x CCS1 connector 1x CHAdeMO connector NRTL listed as Shenzhen InfyPower : EXP60K2-FD-UU2 & EXP60K2-FS-U2
[7 empty] | Nuvve | DC RES-HD60-V2G (RES-HD60-V2G) | DC Rapid HD Charging Station 60kW | DC V2G | 60 | 1 | 1 | 1 | -1 | Power Cabinet, Rhombus: RES-DCVC60-480-V2G (RES-HD60-V2G), Firmware 603/0A16, Checksum 0A16 Approved dispensers are RES-D2-CS20-V2G (RES-HD125-V2G), 1x CCS1 connector | [7 empty] | InCharge | ICE-22 V2X Wallbox | ICE-22 V2X Wallbox | DC V2G | 22 | -1 | Supports both CCS and CHAdeMO. Up to 2 ports.
[7 empty] | Nuvve | TP-120DC-V1G-H1-C, TP-120DC-V1G-H1-N, TP-120DC-V1G-H2-CC, TP-120DC-V1G-H2-NN, TP-120DC-V1G-H2-NC, TP-120DC-V1G-H1-C-BA, TP-120DC-V1G-H1-N-BA, TP-120DC-V1G-H2-CC-BA, TP-120DC-V1G-H2-NN-BA, TP-120DC-V1G-H2-NC-BA | EVSE Nuvve DCFC 120kW Smart Charging Station (Single or Dual Port, CCS1 or NACS, Power Sharing, non-BABA or BABA) | DC | 120 | 1 | 1 | 1 | -1 | Dual port. Can be configured with: 2x CCS, 2x NACS, 2x CHAdeMO, 1x CCS + 1x NACS, 1x CCS + 1x CHAdeMO | [7 empty] | InCharge | ICE-44 V2X Wallbox | ICE-44 V2X Wallbox | DC V2G | 44 | -1 | Single or dual port. Supports both CCS and CHAdeMO. Up to 2 ports.
[7 empty] | Nuvve | TP-160DC-V1G-H1-C, TP-160DC-V1G-H1-N, TP-160DC-V1G-H2-CC, TP-160DC-V1G-H2-NN, TP-160DC-V1G-H2-NC, TP-160DC-V1G-H1-C-BA, TP-160DC-V1G-H1-N-BA, TP-160DC-V1G-H2-CC-BA, TP-160DC-V1G-H2-NN-BA, TP-160DC-V1G-H2-NC-BA | EVSE Nuvve DCFC 160kW Smart Charging Station (Single or Dual Port, CCS1 or NACS, Power Sharing, non-BABA or BABA) | DC | 160 | 1 | 1 | 1 | -1 | Dual port. Can be configured with: 2x CCS, 2x NACS, 2x CHAdeMO, 1x CCS + 1x NACS, 1x CCS + 1x CHAdeMO | [7 empty] | InCharge | ICE-66 V2X | ICE-66 V2X | DC V2G | 66 | -1 | Single or dual port. Supports both CCS and CHAdeMO. Up to 2 ports.
[7 empty] | Nuvve | TP-180DC-V1G-H1-C, TP-180DC-V1G-H1-N, TP-180DC-V1G-H2-CC, TP-180DC-V1G-H2-NN, TP-180DC-V1G-H2-NC, TP-180DC-V1G-H1-C-BA, TP-180DC-V1G-H1-N-BA, TP-180DC-V1G-H2-CC-BA, TP-180DC-V1G-H2-NN-BA, TP-180DC-V1G-H2-NC-BA | EVSE Nuvve DCFC 180kW Smart Charging Station (Single or Dual Port, CCS1 or NACS, Power Sharing, non-BABA or BABA) | DC | 180 | 1 | 1 | 1 | -1 | Dual port. Can be configured with: 2x CCS, 2x NACS, 2x CHAdeMO, 1x CCS + 1x NACS, 1x CCS + 1x CHAdeMO | [7 empty] | InCharge | ICE-132 V2X | ICE-132 V2X | DC V2G | 132 | -1 | Dual port.
[7 empty] | Nuvve | TP-200DC-V1G-H2-CC | TP-200DC-V1G(-####) | DC | 200 | 1 | 1 | 1 | -1 | Dual Port, either 2x CCS or 1x CCS + 1x CHAdeMO | [7 empty] | InCharge | ICE60K3-FDW-UU2 | ICE-60 DCWB | DC | 60 | -1 | Dual port.
[7 empty] | Nuvve | TP-240DC-V1G-H2-CC | TP-240DC-V1G(-####) | DC | 240 | 1 | 1 | 1 | -1 | Dual Port, either 2x CCS or 1x CCS + 1x CHAdeMO | [7 empty] | InCharge | IDC600K3-FMR5-2 | ICE-600 | DC | 600 | -1 | Ten ports.
[7 empty] | Nuvve | TP-300HPDC-V1G-H1-C, TP-300HPDC-V1G-H1-N, TP-300HPDC-V1G-H2-CC, TP-300HPDC-V1G-H2-NN, TP-300HPDC-V1G-H2-NC, TP-300HPDC-V1G-H1-C-BA, TP-300HPDC-V1G-H1-N-BA, TP-300HPDC-V1G-H2-CC-BA, TP-300HPDC-V1G-H2-NN-BA, TP-300HPDC-V1G-H2-NC-BA | EVSE Nuvve DCFC 300kW Smart Charging Station (Single or Dual Port, CCS1 or NACS, Power Sharing, non-BABA or BABA) | DC | 300 | 1 | 1 | 1 | -1 | Dual Port, either 2x CCS or 1x CCS + 1x CHAdeMO | [7 empty] | Jule (eCAMION) | Jule-100 | Jule Charger 100 | DC | 100 | -1 | DCFC that works with ESS w/ voltage range 650-800VDC
[7 empty] | Nuvve | TP-60DC-V1G-H1-C, TP-60DC-V1G-H1-N, TP-60DC-V1G-H2-CC, TP-60DC-V1G-H2-NN, TP-60DC-V1G-H2-NC, TP-60DC-V1G-H1-C-BA, TP-60DC-V1G-H1-N-BA, TP-60DC-V1G-H2-CC-BA, TP-60DC-V1G-H2-NN-BA, TP-60DC-V1G-H2-NC-BA | EVSE Nuvve DCFC 60kW Smart Charging Station (Single or Dual Port, CCS1 or NACS, non-BABA or BABA) | DC | 60 | 1 | 1 | 1 | -1 | Dual port. Can be configured with: 2x CCS, 2x NACS, 2x CHAdeMO, 1x CCS + 1x NACS, 1x CCS + 1x CHAdeMO | [7 empty] | Jule (eCAMION) | Jule-200 | Jule Charger 200 | DC | 200 | -1 | DCFC that works with ESS w/ voltage range 650-800VDC
[7 empty] | Nuvve | TP-60DC-V2G-H1-C, TP-60DC-V2G-H1-N, TP-60DC-V2G-H1-C-BA, TP-60DC-V2G-H1-N-BA | EVSE Nuvve DC 60kW V2G Station (Single Port, CCS1 or NACS, non-BABA or BABA) | DC V2G | 60 | 1 | 1 | 1 | -1 | Bidirectional charger | [7 empty] | Jule (eCAMION) | Jule-350 | Jule Charger 350 | DC | 350 | -1 | DCFC that works with ESS w/ voltage range 650-800VDC
[7 empty] | Power Electronics | NB0600U | 0 | DC | 60 | 1 | 1 | 0 | 2 | 1x CCS1 connector or 1x CHAdeMO connector | [7 empty] | Kempower | C50####### C80####### | C-Series | DC | 600 | -1 | Up to 8 ports. Kempower Power Unit supplies DC power to various distributed dispenser ouputs including but not limited to the Kempower Satellite (offers single or dual port configurations), the Kempower Liquid Cooled Satellite, etc.. Details about qualifications relevant to each variant is detailed in the corresponding notes section.
[7 empty] | Power Electronics | NB060SU | 0 | DC | 60 | 1 | 1 | 0 | 2 | 1x CCS1 connector or 1x CHAdeMO connector. | [7 empty] | Kempower | C501### | C-Series | DC | 200 | 2 | 1-4 power modules supporting max output range of 50-200kW
[7 empty] | Power Electronics | NB0900U | 0 | DC | 90 | 1 | 1 | 0 | 2 | 1x CCS1 connector or 1x CHAdeMO connector. | [7 empty] | Kempower | C502### | C-Series | DC | 350 | -1 | 1-7 power modules supporting max output range of 50-350kW
[7 empty] | Power Electronics | NB090SU | 0 | DC | 90 | 1 | 1 | 0 | 2 | 1x CCS1 connector or 1x CHAdeMO connector. | [7 empty] | Kempower | C503### | C-Series | DC | 350 | -1 | 1-7 power modules supporting max output range of 50-350kW
[7 empty] | Power Electronics | NB1200U | 0 | DC | 120 | 1 | 1 | 0 | 2 | 1x CCS1 connector or 1x CHAdeMO connector. | [7 empty] | Kempower | C801### | C-Series | DC | 200 | -1 | 1-4 power modules supporting max output range of 50-200kW
[7 empty] | Power Electronics | NB120SU | 0 | DC | 120 | 1 | 1 | 0 | 2 | 1x CCS1 connector or 1x CHAdeMO connector. | [7 empty] | Kempower | C802### | C-Series | DC | 350 | -1 | 1-7 power modules supporting max output range of 50-350kW
[7 empty] | Power Electronics | NB1500U | 0 | DC | 150 | 1 | 1 | 0 | 2 | 1x CCS1 connector or 1x CHAdeMO connector. | [7 empty] | Kempower | C803### | C-Series | DC | 350 | -1 | 1-7 power modules supporting max output range of 50-350kW
[7 empty] | Power Electronics | NB150SU | 0 | DC | 150 | 1 | 1 | 0 | 2 | 1x CCS1 connector or 1x CHAdeMO connector. | [7 empty] | Lincoln Electric | Velion 150 | Velion | DC | 150 | -1 | Single port.
[7 empty] | Power Electronics | NB1800U | 0 | DC | 180 | 1 | 1 | 0 | 2 | 1x CCS1 connector or 1x CHAdeMO connector. | [7 empty] | Loop Global | EVS-FLASH-300-D01 | Infinity Flash (with screen) | DC | 300 | 2 | Dual port with screen. Power cabinet required: EVS-FLASH- 360-PC01
[7 empty] | Power Electronics | NB180SU | 0 | DC | 180 | 1 | 1 | 0 | 2 | 1x CCS1 connector or 1x CHAdeMO connector. | [7 empty] | Loop Global | EVS-FLASH-300-D01-150 | Infinity Flash (with screen)(derated) | DC | 150 | 2 | 150kW max per port
[7 empty] | Power Electronics | NB2100U | 0 | DC | 210 | 1 | 1 | 0 | 2 | 1x CCS1 connector or 1x CHAdeMO connector. | [7 empty] | Loop Global | EVS-FLASH-300-D02 | Infinity Flash (without screen) | DC | 300 | 2 | Dual port without screen. Power cabinet required: EVS-FLASH- 360-PC01
[7 empty] | Power Electronics | NB210SU | 0 | DC | 210 | 1 | 1 | 0 | 2 | 1x CCS1 connector or 1x CHAdeMO connector. | [7 empty] | Loop Global | EVS-FLASH-300-D02-150 | Infinity Flash (without screen)(derated) | DC | 150 | 2 | 150kW max per port
[7 empty] | Power Electronics | NB2400U | 0 | DC | 240 | 1 | 1 | 0 | 2 | 1x CCS1 connector or 1x CHAdeMO connector. | [7 empty] | Lynkwell | LW141-DC480/480-SA-CC18 | LW141-DC480/480-SA-CC18 | DC | 480 | -1 | Dual port. 2x CCS1 connector
[7 empty] | Power Electronics | NB240SU | 0 | DC | 240 | 1 | 1 | 0 | 2 | 1x CCS1 connector or 1x CHAdeMO connector. | [7 empty] | Lynkwell | LW141-DC480/480-SA-CN-18 | LW141-DC480/480-SA-CN-18 | DC | 480 | -1 | Dual port. 1x CCS1 connector, 1x NACS/J3400 connector
[7 empty] | Power Electronics | NB240U | NB400 | DC | 240 | 1 | -1 | 1 | 2 | Dual port. | [7 empty] | Lynkwell | LW141-DC480/400-SA-CC18 | LW141-DC480/400-SA-CC18 | DC | 400 | -1 | Dual port. 2x CCS1 connector
[7 empty] | Power Electronics | NB320U | NB400 | DC | 320 | 1 | -1 | 1 | -1 | Dual port. | [7 empty] | Lynkwell | LW141-DC480/400-SA-CN18 | LW141-DC480/400-SA-CN18 | DC | 400 | -1 | Dual port. 1x CCS1 connector, 1x NACS/J3400 connector
[7 empty] | Power Electronics | NBi0600U | 0 | DC | 60 | 1 | 1 | 0 | -1 | Power Cabinet. Vetted dispensers are NBDI2000U,NBDI3000U. 1x CCS1 connector or 1x CHAdeMO connector. | [7 empty] | Lynkwell | LW141-DC480/320-SA-CC18 | LW141-DC480/320-SA-CC18 | DC | 320 | -1 | Dual port. 2x CCS1 connector
[7 empty] | Power Electronics | NBi060SU | 0 | DC | 60 | 1 | 1 | 0 | -1 | Power Cabinet. Vetted dispensers are NBDI2000U,NBDI3000U. 1x CCS1 connector or 1x CHAdeMO connector. | [7 empty] | Lynkwell | LW141-DC480/320-SA-CN18 | LW141-DC480/320-SA-CN18 | DC | 320 | -1 | Dual port. 1x CCS1 connector, 1x NACS/J3400 connector
[7 empty] | Power Electronics | NBi0900U | 0 | DC | 90 | 1 | 1 | 0 | -1 | Power Cabinet. Vetted dispensers are NBDI2000U,NBDI3000U. 1x CCS1 connector or 1x CHAdeMO connector. | [7 empty] | Lynkwell | LW141-DC100 | LW141-DC100 | DC | 100 | -1 | Single or dual port
[7 empty] | Power Electronics | NBi090SU | 0 | DC | 90 | 1 | 1 | 0 | -1 | Power Cabinet. Vetted dispensers are NBDI2000U,NBDI3000U. 1x CCS1 connector or 1x CHAdeMO connector. | [7 empty] | Lynkwell | LW141-DC120 | LW141-DC120 | DC | 120 | -1 | Single or dual port
[7 empty] | Power Electronics | NBi1200U | 0 | DC | 120 | 1 | 1 | 0 | -1 | Power Cabinet. Vetted dispensers are NBDI2000U,NBDI3000U. 1x CCS1 connector or 1x CHAdeMO connector. | [7 empty] | Lynkwell | LW141-DC140 | LW141-DC140 | DC | 140 | -1 | Single or dual port
[7 empty] | Power Electronics | NBi120SU | 0 | DC | 120 | 1 | 1 | 0 | -1 | Power Cabinet. Vetted dispensers are NBDI2000U,NBDI3000U. 1x CCS1 connector or 1x CHAdeMO connector. | [7 empty] | Lynkwell | LW141-DC160 | LW141-DC160 | DC | 160 | -1 | Single or dual port
[7 empty] | Power Electronics | NBi1500U | 0 | DC | 150 | 1 | 1 | 0 | -1 | Power Cabinet. Vetted dispenser is NBDI2000U,NBDI3000U. Available with 1 or 2 CCS1 or CHAdeMo connectors. | [7 empty] | Lynkwell | LW141-DC180 | LW141-DC180 | DC | 180 | -1 | Single or dual port
[7 empty] | Power Electronics | NBi150SU | 0 | DC | 150 | 1 | 1 | 0 | -1 | Power Cabinet. Vetted dispenser is NBDI2000U,NBDI3000U. Available with 1 or 2 CCS1 or CHAdeMo connectors. | [7 empty] | Lynkwell | LW141-DC200 | LW141-DC200 | DC | 200 | -1 | Single or dual port
[7 empty] | Power Electronics | NBi1800U | 0 | DC | 180 | 1 | 1 | 0 | -1 | Power Cabinet. Vetted dispenser is NBDI2000U,NBDI3000U. Available with 1 or 2 CCS1 or CHAdeMo connectors. | [7 empty] | Lynkwell | LW141-DC220 | LW141-DC220 | DC | 220 | -1 | Single or dual port
[7 empty] | Power Electronics | NBi180SU | 0 | DC | 180 | 1 | 1 | 0 | -1 | Power Cabinet. Vetted dispenser is NBDI2000U,NBDI3000U. Available with 1 or 2 CCS1 or CHAdeMo connectors. | [7 empty] | Lynkwell | LW141-DC240 | LW141-DC240 | DC | 240 | -1 | Single or dual port
[7 empty] | PowerPump | DC120 | Level 3 DC Charging Station 120kW | DC | 120 | 1 | 0 | 0 | -1 | SAE J1772, Standalone network capability | [7 empty] | Lynkwell | LW141-DC60 | LW141-DC60 | DC | 60 | -1 | Single or dual port
[7 empty] | PowerPump | DC150 | Level 3 DC Charging Station 150kW | DC | 150 | 1 | 0 | 0 | -1 | SAE J1772, Standalone network capability | [7 empty] | Lynkwell | LW141-DC640 | LW141-DC640 | DC | 640 | -1 | The DC HiPower has a power cabinet with dispenser set up. It comes in 320, 480, or 640kW options and can be purchased with 2, 4, 6, or 8 ports depending on the number of dispensers.
[7 empty] | PowerPump | DC180 | Level 3 DC Charging Station 1280kW | DC | 180 | 1 | 0 | 0 | -1 | SAE J1772, Standalone network capability | [7 empty] | Lynkwell | LW141-DC80 | LW141-DC80 | DC | 80 | -1 | Single or dual port
[7 empty] | PowerPump | DC60 | Level 3 DC Charging Station 60kW | DC | 60 | 1 | 0 | 0 | -1 | SAE J1772, Standalone network capability | [7 empty] | Lynkwell | LW301-DC-180 | LW301-DC-180 | DC | 180 | -1 | 0
[7 empty] | Siemens | P3REC100003605 | SiCHARGE UC150 | DC | 150 | 1 | 0 | 0 | -1 | 1x CCS1 connector. Vetted dispensers are P3REC100003604 and P3REC100003615 | [7 empty] | Lynkwell | LW301-DC240 | LW301-DC240 | DC | 240 | -1 | OCA Full and Security certificates under software version 1.2009.0 (alternate company name on OCA cert - Wanbang Digital Energy Co., Ltd.)
[7 empty] | Siemens | SICHARGE UC150 P3REC100003602 (8EM40012AA101AA2) | SiCHARGE UC150 | DC | 150 | 1 | 0 | 0 | -1 | 1x CCS1 connector. Vetted dispensers are P3REC100003604 and P3REC100003615 | [7 empty] | Lynkwell | LW301-DC320 | LW301-DC320 | DC | 320 | -1 | Dual port.
[7 empty] | Sinexcel | SEC1000/160Y-H-U； SEC1000/160Y-T-U； SEC1000/160Y-HH-U； SEC1000/160Y-TT-U； SEC1000/160Y-HT-U； SEC1000/120Y-H-U； SEC1000/120Y-T-U； SEC1000/120Y-HH-U； SEC1000/120Y-TT-U； SEC1000/120Y-HT-U； SEC1000/60Y-C-U； SEC1000/60Y-S-U； SEC1000/60Y-CC-U； SEC1000/60Y-SS-U； SEC1000/60Y-SC-U； | SEC160 | DC | 160 | 1 | 1 | 1 | 2 | Output range:200V-1000V efficiency:Up to 96% Full certification User-friendly ADA Multiple payment methods Support for customization PLUG& CHARGE Hardware 15118-Ready Can Output 350A CCS1 boost 500A NACS boost 400A | [7 empty] | Lynkwell | LW401-DC600 | LW401-DC600 | DC | 600 | -1 | This is distributed system that can connect up to two 400kW dispensers(Model no: DP400K-xx-PS-yy) ## : Varaiable based on any other options xx : Variable based on connector type(CCS1, NACS) yy : variable based on any other options
[7 empty] | Sinexcel | SEC1000/240Y-H-U SEC1000/240Y-HH-U SEC1000/240Y-HJ-U SEC1000/240Y-T-U SEC1000/240Y-HT-U SEC1000/240Y-TJ-U SEC1000/240Y-TT-U | SEC 240 | DC | 240 | 1 | 1 | 1 | 2 | Output range:200V-1000V efficiency:Up to 96% Full certification User-friendly ADA Multiple payment methods Support for customization PLUG& CHARGE Hardware 15118-Ready Can Output 350A CCS1 boost 500A NACS boost 400A | [7 empty] | Nidec | EVDIS-L120DAWM010 | DirectPowerPS Tower 120 Flagship | DC | 120 | 2 | 120kW all-in-one charger with 2 connectors, advertising display, and payment terminal. Alternate designations: DirectPowerPS 120 Flagship, DirectPowerPS 120
[7 empty] | SK Signet | FC200K-##-## | V2 200kW AIO system | DC | 200 | 1 | -1 | 1 | -1 | "xx" in the model number identifies connector type. "B2": Dual CCS1 connector "BH": CCS1 and NACS connector | [7 empty] | Nidec | EVDIS-L120DFW00041 | DirectPowerPS Tower 120 Fleet | DC | 120 | 2 | 120kW all-in-one charger with 2 connectors. Alternate designations: DirectPowerPS 120 Fleet, DirectPowerPS 120
[7 empty] | StarCharge | DC3200AN147XYZ/ DC2800AN147XYZ/ DC2400AN147XYZ/ DC1800AN147XYZ/ DC1500AN147XYZ/ DC1200AN147XYZ | Titan 320kW | DC | 320 | 1 | -1 | 1 | 2 | Dual port. | [7 empty] | Nidec | EVDIS-L180DAWM010 | DirectPowerPS Tower 180 Flagship | DC | 180 | 2 | 180kW all-in-one charger with 2 connectors, advertising display, and payment terminal. Alternate designations: DirectPowerPS 180 Flagship, DirectPowerPS 180
[7 empty] | StarCharge | Neptune 240kW | Neptune 240kW | DC | 240 | 1 | -1 | -1 | -1 | OCA Full and Security certificates under software version 1.2009.0 (alternate company name on OCA cert - Wanbang Digital Energy Co., Ltd.) | [7 empty] | Nidec | EVDIS-L180DFW00041 | DirectPowerPS Tower 180 Fleet | DC | 180 | 2 | 180kW all-in-one charger with 2 connectors. Alternate designations: DirectPowerPS 180 Fleet, DirectPowerPS 180
[7 empty] | StarCharge | Titan 180kW | Titan 180kW | DC | 180 | 1 | -1 | -1 | -1 | 0 | [7 empty] | Nidec | EVDIS-L240DAWM000 | DirectPowerPS Tower 240 Flagship | DC | 240 | 2 | 240kW all-in-one charger with 2 connectors, advertising display, and payment terminal. Alternate designations: DirectPowerPS 240 Flagship, DirectPowerPS 240
[7 empty] | TECO-Westinghouse | DSWU122 | Nexe VersaCharge 180kW | DC | 120 | 1 | 1 | 0 | -1 | 1x CCS1 connector 1x CHAdeMO connector | [7 empty] | Nidec | EVDIS-L240DFW00031 | DirectPowerPS Tower 240 Fleet | DC | 240 | 2 | 240kW all-in-one charger with 2 connectors. Alternate designations: DirectPowerPS 240 Fleet, DirectPowerPS 240
[7 empty] | TECO-Westinghouse | DSWU182 | Nexe VersaCharge 60kW | DC | 180 | 1 | 1 | 0 | -1 | 1x CCS1 connector 1x CHAdeMO connector | [7 empty] | Nidec | EVDIS-L300DAWM000 | DirectPowerPS Tower 300 Flagship | DC | 300 | 2 | 300kW all-in-one charger with 2 connectors, advertising display, and payment terminal. Alternate designations: DirectPowerPS 300 Flagship, DirectPowerPS 300
[7 empty] | TECO-Westinghouse | DSWU601 | Nexe VersaCharge 90kW | DC | 60 | 1 | 1 | 0 | -1 | 1x CCS1 connector 1x CHAdeMO connector | [7 empty] | Nidec | EVDIS-L300DFW00031 | DirectPowerPS Tower 300 Fleet | DC | 300 | 2 | 300kW all-in-one charger with 2 connectors. Alternate designations: DirectPowerPS 300 Fleet, DirectPowerPS 300
[7 empty] | TECO-Westinghouse | DSWU901 | 0 | DC | 90 | 1 | 1 | 0 | -1 | 1x CCS1 connector 1x CHAdeMO connector | [7 empty] | Nidec | EVDIS-L360DAWM000 | DirectPowerPS Tower 360 Flagship | DC | 360 | 2 | 360kW all-in-one charger with 2 connectors, advertising display, and payment terminal. Alternate designations: DirectPowerPS 360 Flagship, DirectPowerPS 360
[7 empty] | Tellus Power | TP-EVPD-120kW (TP5-120-480) | 0 | DC | 120 | 1 | 1 | 1 | 2 | Dual Port ; either 2 x CCS or 1x CCS + 1x CHAdeMO or or 1x CCS + 1x NACS or 2 x NACS | [7 empty] | Nidec | EVDIS-L360DFW00031 | DirectPowerPS Tower 360 Fleet | DC | 360 | 2 | 360kW all-in-one charger with 2 connectors. Alternate designations: DirectPowerPS 360 Fleet, DirectPowerPS 360
[7 empty] | Tellus Power | TP-EVPD-160kW (TP5-160-480) | 0 | DC | 160 | 1 | 1 | 1 | 2 | Dual Port ; either 2 x CCS or 1x CCS + 1x CHAdeMO or or 1x CCS + 1x NACS or 2 x NACS | [7 empty] | Noodoe | DC060PHCSX13480SUS1 | 0 | DC | 60 | -1 | 1x CCS1 connector 1x CHAdeMO connector
[7 empty] | Tellus Power | TP-EVPD-180kW (TP5-180-480) | 0 | DC | 180 | 1 | 1 | 1 | 2 | Dual Port ; either 2 x CCS or 1x CCS + 1x CHAdeMO or or 1x CCS + 1x NACS or 2 x NACS | [7 empty] | Noodoe | DC060PHSSX13480SUS1 | 0 | DC | 60 | -1 | 2x CCS1 connector
[7 empty] | Tellus Power | TP-EVPD-200kW (TP5-200-480) | 0 | DC | 200 | 1 | 1 | 1 | 2 | Dual Port ; either 2 x CCS or 1x CCS + 1x CHAdeMO or or 1x CCS + 1x NACS or 2 x NACS | [7 empty] | Noodoe | DC090PHCSX13480SUS1 | 0 | DC | 90 | -1 | 1x CCS1 connector 1x CHAdeMO connector
[7 empty] | Tellus Power | TP-EVPD-240kW (TP5-240-480) | 0 | DC | 240 | 1 | 1 | 1 | 2 | Dual Port ; either 2 x CCS or 1x CCS + 1x CHAdeMO or or 1x CCS + 1x NACS or 2 x NACS | [7 empty] | Noodoe | DC090PHSSX13480SUS1 | 0 | DC | 90 | -1 | 2x CCS1 connector
[7 empty] | Tellus Power | TP-EVPD-300kW (TP5-300-480) | 0 | DC | 300 | 1 | 1 | 1 | 2 | Dual Port ; either 2 x CCS or 1x CCS + 1x CHAdeMO or or 1x CCS + 1x NACS or 2 x NACS | [7 empty] | Noodoe | DC120PHCSX13480SUS1 | 0 | DC | 120 | -1 | 1x CCS1 connector 1x CHAdeMO connector
[7 empty] | Tellus Power | TP-EVPD-60kW (TP5-60-480) | 0 | DC | 60 | 1 | 1 | 1 | 2 | Dual Port ; either 2 x CCS or 1x CCS + 1x CHAdeMO or or 1x CCS + 1x NACS or 2 x NACS | [7 empty] | Noodoe | DC120PHSSX13480SUS1 | 0 | DC | 120 | -1 | 2x CCS1 connector
[7 empty] | Tellus Power | TP-V2G-60-480 | 0 | DC V2G | 60 | 1 | 0 | 0 | -1 | Bidirectional charger | [7 empty] | Noodoe | DC150PHCSX13480SUS1 | 0 | DC | 150 | -1 | 1x CCS1 connector 1x CHAdeMO connector
[7 empty] | Tritium | PKM150 | 0 | DC | 150 | 1 | 1 | 1 | -1 | Charging station is DC-fed | [7 empty] | Noodoe | DC150PHSSX13480SUS1 | 0 | DC | 150 | -1 | 2x CCS1 connector
[7 empty] | Tritium | TRI-153-RTM-02-050-#### | RTM 50 | DC | 50 | 1 | 1 | 1 | 2 | 1x CCS1 connector 1x CHAdeMO connector | [7 empty] | Noodoe | DC180PHCSX13480SUS1 | 0 | DC | 180 | -1 | 1x CCS1 connector 1x CHAdeMO connector
[7 empty] | Tritium | TRI-153-RTM-02-075-#### | RTM 75 | DC | 75 | 1 | 1 | 1 | 2 | 1x CCS1 connector 1x CHAdeMO connector | [7 empty] | Noodoe | DC180PHSSX13480SUS1 | 0 | DC | 180 | -1 | 2x CCS1 connector
[7 empty] | Tritium | Veefil RT 175-S | 0 | DC | 175 | 1 | 1 | 0 | -1 | 1x CCS1 connector 1x CHAdeMO connector | [7 empty] | Nuvve | DC RES-HD125-V2G (RES-HD125-V2G) | DC Rapid HD Charging Station 125kW | DC V2G | 125 | -1 | Power Cabinet, Rhombus: RES-DCVC125-480-V2G (RES-HD125-V2G), Firmware 603/0A16, Checksum A6AB Approved dispensers are RES-D2-CS20-V2G (RES-HD125-V2G), 1x CCS1 connector
[7 empty] | Tritium | Veefil RT 50 | 0 | DC | 50 | 1 | 1 | 0 | -1 | 1x CCS1 connector 1x CHAdeMO connector | [7 empty] | Nuvve | DC RES-HD60-V2G (RES-HD60-V2G) | DC Rapid HD Charging Station 60kW | DC V2G | 60 | -1 | Power Cabinet, Rhombus: RES-DCVC60-480-V2G (RES-HD60-V2G), Firmware 603/0A16, Checksum 0A16 Approved dispensers are RES-D2-CS20-V2G (RES-HD125-V2G), 1x CCS1 connector
[7 empty] | TurnOnGreen | FSP1200/CPEVDC-120KW-# | FSP1200 | DC | 120 | 1 | 0 | 0 | -1 | Single Port, CCS connector | [7 empty] | Nuvve | JT-30DC-V1G, JT-30DC-V1G-BA | EVSE Nuvve DC 30kW Smart Charging Station (CCS1, uni-directional, wall-mount) | DC | 30 | -1 | Single port.
[7 empty] | TurnOnGreen | FSP600/CPEVDC-60KW-# | FSP600 | DC | 60 | 1 | 0 | 0 | -1 | Single Port, CCS connector | [7 empty] | Nuvve | TP-120DC-V1G-H1-C, TP-120DC-V1G-H1-N, TP-120DC-V1G-H2-CC, TP-120DC-V1G-H2-NN, TP-120DC-V1G-H2-NC, TP-120DC-V1G-H1-C-BA, TP-120DC-V1G-H1-N-BA, TP-120DC-V1G-H2-CC-BA, TP-120DC-V1G-H2-NN-BA, TP-120DC-V1G-H2-NC-BA | EVSE Nuvve DCFC 120kW Smart Charging Station (Single or Dual Port, CCS1 or NACS, Power Sharing, non-BABA or BABA) | DC | 120 | -1 | Dual port. Can be configured with: 2x CCS, 2x NACS, 2x CHAdeMO, 1x CCS + 1x NACS, 1x CCS + 1x CHAdeMO
[7 empty] | XCharge | C6AM150XX | C6AM150XX | DC | 150 | 1 | 0 | 0 | 2 | Standalone DCFC, no HPC needed, runs off its own power | [7 empty] | Nuvve | TP-160DC-V1G-H1-C, TP-160DC-V1G-H1-N, TP-160DC-V1G-H2-CC, TP-160DC-V1G-H2-NN, TP-160DC-V1G-H2-NC, TP-160DC-V1G-H1-C-BA, TP-160DC-V1G-H1-N-BA, TP-160DC-V1G-H2-CC-BA, TP-160DC-V1G-H2-NN-BA, TP-160DC-V1G-H2-NC-BA | EVSE Nuvve DCFC 160kW Smart Charging Station (Single or Dual Port, CCS1 or NACS, Power Sharing, non-BABA or BABA) | DC | 160 | -1 | Dual port. Can be configured with: 2x CCS, 2x NACS, 2x CHAdeMO, 1x CCS + 1x NACS, 1x CCS + 1x CHAdeMO
[7 empty] | XCharge | C6AM200XX | C6AM200XX | DC | 200 | 1 | 1 | 1 | 2 | Dual port. | [7 empty] | Nuvve | TP-180DC-V1G-H1-C, TP-180DC-V1G-H1-N, TP-180DC-V1G-H2-CC, TP-180DC-V1G-H2-NN, TP-180DC-V1G-H2-NC, TP-180DC-V1G-H1-C-BA, TP-180DC-V1G-H1-N-BA, TP-180DC-V1G-H2-CC-BA, TP-180DC-V1G-H2-NN-BA, TP-180DC-V1G-H2-NC-BA | EVSE Nuvve DCFC 180kW Smart Charging Station (Single or Dual Port, CCS1 or NACS, Power Sharing, non-BABA or BABA) | DC | 180 | -1 | Dual port. Can be configured with: 2x CCS, 2x NACS, 2x CHAdeMO, 1x CCS + 1x NACS, 1x CCS + 1x CHAdeMO
[7 empty] | XCharge | C6AM200XX (125kW) | C6AM200XX (125kW) | DC | 125 | 1 | 0 | 0 | 2 | Runs on 208 3P power, standalone DCFC | [7 empty] | Nuvve | TP-200DC-V1G-H2-CC | TP-200DC-V1G(-####) | DC | 200 | -1 | Dual Port, either 2x CCS or 1x CCS + 1x CHAdeMO
[7 empty] | XCharge | C6AM90XX | C6AM90XX | DC | 95 | 1 | 0 | 0 | 2 | Runs on 208 3P power, standalone DCFC | [7 empty] | Nuvve | TP-20DC-V2G-H1-C, TP-20DC-V2G-H1-N, TP-20DC-V2G-H1-C-BA, TP-20DC-V2G-H1-N-BA | EVSE Nuvve DC 20kW V2G Station (Single Port, CCS1 or NACS, non-BABA or BABA) | DC V2G | 20 | -1 | Bidirectional charger
[7 empty] | Xcharge | C7AM-240-CC / C7AM-240-LQ- CC | C7AM | DC | 240 | 1 | 1 | 1 | -1 | Dual port DCFC (up to 400kW), available with both CCS1 and NACS (liquid or air cooled cable) | [7 empty] | Nuvve | TP-240DC-V1G-H2-CC | TP-240DC-V1G(-####) | DC | 240 | -1 | Dual Port, either 2x CCS or 1x CCS + 1x CHAdeMO
[7 empty] | Xcharge | C7AM-280-CC / C7AM-280-LQ-CC | C7AM | DC | 280 | 1 | 1 | 1 | -1 | Dual port DCFC (up to 400kW), available with both CCS1 and NACS (liquid or air cooled cable) | [7 empty] | Nuvve | TP-300HPDC-V1G-H1-C, TP-300HPDC-V1G-H1-N, TP-300HPDC-V1G-H2-CC, TP-300HPDC-V1G-H2-NN, TP-300HPDC-V1G-H2-NC, TP-300HPDC-V1G-H1-C-BA, TP-300HPDC-V1G-H1-N-BA, TP-300HPDC-V1G-H2-CC-BA, TP-300HPDC-V1G-H2-NN-BA, TP-300HPDC-V1G-H2-NC-BA | EVSE Nuvve DCFC 300kW Smart Charging Station (Single or Dual Port, CCS1 or NACS, Power Sharing, non-BABA or BABA) | DC | 300 | -1 | Dual Port, either 2x CCS or 1x CCS + 1x CHAdeMO
[7 empty] | Xcharge | C7AM-320-CC / C7AM-320-LQ-CC | C7AM | DC | 320 | 1 | 1 | 1 | -1 | Dual port DCFC (up to 400kW), available with both CCS1 and NACS (liquid or air cooled cable) | [7 empty] | Nuvve | TP-30DC-V1G-H1-C, TP-30DC-V1G-H1-N, TP-30DC-V1G-H1-C-BA, TP-30DC-V1G-H1-N-BA | EVSE Nuvve DCFC 30kW Smart Charging Station (Single Port, CCS1 or NACS, non-BABA or BABA) | DC | 30 | -1 | Dual port. Can be configured with: 2x CCS, 2x NACS, 2x CHAdeMO, 1x CCS + 1x NACS, 1x CCS + 1x CHAdeMO
[7 empty] | XCharge | NZS/2215, NZS/430 | GridLink 01, GridLink 02 | DC | 194 | 1 | 1 | 1 | -1 | All-in-one battery-integrated storage system delivering dual-port DC fast charging up to 194 kW with CCS1 and NACS, requiring minimal grid power for flexible, high-performance deployment. | [7 empty] | Nuvve | TP-30DC-V2G-H1-C | TP-30DC-V1G(-####) | DC V2G | 30 | -1 | Bidirectional charger
[7 empty] | Zerova | DQWA242 | DQ240 | DC | 240 | 1 | 1 | 1 | -1 | Configurable to four or two cables | [7 empty] | Nuvve | TP-360HPDC-V1G-H1-C, TP-360HPDC-V1G-H1-N, TP-360HPDC-V1G-H2-CC, TP-360HPDC-V1G-H2-NN, TP-360HPDC-V1G-H2-NC, TP-360HPDC-V1G-H1-C-BA, TP-360HPDC-V1G-H1-N-BA, TP-360HPDC-V1G-H2-CC-BA, TP-360HPDC-V1G-H2-NN-BA, TP-360HPDC-V1G-H2-NC-BA | EVSE Nuvve DCFC 360kW Smart Charging Station (Single or Dual Port, CCS1 or NACS, Power Sharing, non-BABA or BABA) | DC | 360 | -1 | Dual Port, either 2x CCS or 1x CCS + 1x CHAdeMO
[7 empty] | Zerova | DS120: DSWU122/DSWA122 | DS Series: DS120 | DC | 120 | 1 | 1 | 0 | -1 | 1x CCS1 connector 1x CHAdeMO connector | [7 empty] | Nuvve | TP-40DC-V2G-H1-C, TP-40DC-V2G-H1-N, TP-40DC-V2G-H1-C-BA, TP-40DC-V2G-H1-N-BA | EVSE Nuvve DC 40kW V2G Station (Single Port, CCS1 or NACS, non-BABA or BABA) | DC V2G | 40 | -1 | Bidirectional charger
[7 empty] | Zerova | DS150: DSWU152/DSWA152 | DS Series: DS150 | DC | 150 | 1 | 1 | 0 | -1 | 1x CCS1 connector 1x CHAdeMO connector | [7 empty] | Nuvve | TP-60DC-V1G-H1-C, TP-60DC-V1G-H1-N, TP-60DC-V1G-H2-CC, TP-60DC-V1G-H2-NN, TP-60DC-V1G-H2-NC, TP-60DC-V1G-H1-C-BA, TP-60DC-V1G-H1-N-BA, TP-60DC-V1G-H2-CC-BA, TP-60DC-V1G-H2-NN-BA, TP-60DC-V1G-H2-NC-BA | EVSE Nuvve DCFC 60kW Smart Charging Station (Single or Dual Port, CCS1 or NACS, non-BABA or BABA) | DC | 60 | -1 | Dual port. Can be configured with: 2x CCS, 2x NACS, 2x CHAdeMO, 1x CCS + 1x NACS, 1x CCS + 1x CHAdeMO
[7 empty] | Zerova | DS180: DSWU182/DSWA182 | DS Series: DS180 | DC | 180 | 1 | 1 | 0 | -1 | 1x CCS1 connector 1x CHAdeMO connector; OCA Full and Security certificates under software version V1.00 | [7 empty] | Nuvve | TP-60DC-V2G-H1-C, TP-60DC-V2G-H1-N, TP-60DC-V2G-H1-C-BA, TP-60DC-V2G-H1-N-BA | EVSE Nuvve DC 60kW V2G Station (Single Port, CCS1 or NACS, non-BABA or BABA) | DC V2G | 60 | -1 | Bidirectional charger
[7 empty] | Zerova | DS60: DSWU601/DSWA601/SF##601 | DS Series: DS60/SF60 | DC | 60 | 1 | 1 | 0 | 2 | 1x CCS1 connector 1x CHAdeMO connector | [7 empty] | Power Electronics | NB0600U | 0 | DC | 60 | 2 | 1x CCS1 connector or 1x CHAdeMO connector
[7 empty] | Zerova | DS90: DSWU901/DSWA901 | DS Series: DS90 | DC | 90 | 1 | 1 | -1 | -1 | 1x CCS1 connector 1x CHAdeMO connector | [7 empty] | Power Electronics | NB060SU | 0 | DC | 60 | 2 | 1x CCS1 connector or 1x CHAdeMO connector.
[7 empty] | Zerova | DT240: DTWA240 | DT Series: DT240 | DC | 240 | 1 | 1 | 1 | -1 | Configurable to four or two cables | [7 empty] | Power Electronics | NB0900U | 0 | DC | 90 | 2 | 1x CCS1 connector or 1x CHAdeMO connector.
[24 empty] | Power Electronics | NB090SU | 0 | DC | 90 | 2 | 1x CCS1 connector or 1x CHAdeMO connector.
[24 empty] | Power Electronics | NB1200U | 0 | DC | 120 | 2 | 1x CCS1 connector or 1x CHAdeMO connector.
[24 empty] | Power Electronics | NB120SU | 0 | DC | 120 | 2 | 1x CCS1 connector or 1x CHAdeMO connector.
[24 empty] | Power Electronics | NB1500U | 0 | DC | 150 | 2 | 1x CCS1 connector or 1x CHAdeMO connector.
[24 empty] | Power Electronics | NB150SU | 0 | DC | 150 | 2 | 1x CCS1 connector or 1x CHAdeMO connector.
[24 empty] | Power Electronics | NB1800U | 0 | DC | 180 | 2 | 1x CCS1 connector or 1x CHAdeMO connector.
[24 empty] | Power Electronics | NB180SU | 0 | DC | 180 | 2 | 1x CCS1 connector or 1x CHAdeMO connector.
[24 empty] | Power Electronics | NB2100U | 0 | DC | 210 | 2 | 1x CCS1 connector or 1x CHAdeMO connector.
[24 empty] | Power Electronics | NB210SU | 0 | DC | 210 | 2 | 1x CCS1 connector or 1x CHAdeMO connector.
[24 empty] | Power Electronics | NB2400U | 0 | DC | 240 | 2 | 1x CCS1 connector or 1x CHAdeMO connector.
[24 empty] | Power Electronics | NB240SU | 0 | DC | 240 | 2 | 1x CCS1 connector or 1x CHAdeMO connector.
[24 empty] | Power Electronics | NB240U | NB400 | DC | 240 | 2 | Dual port.
[24 empty] | Power Electronics | NB320U | NB400 | DC | 320 | -1 | Dual port.
[24 empty] | Power Electronics | NB400U | NB400 | DC | 400 | -1 | Dual port.
[24 empty] | Power Electronics | NBi0600U | 0 | DC | 60 | -1 | Power Cabinet. Vetted dispensers are NBDI2000U,NBDI3000U. 1x CCS1 connector or 1x CHAdeMO connector.
[24 empty] | Power Electronics | NBi060SU | 0 | DC | 60 | -1 | Power Cabinet. Vetted dispensers are NBDI2000U,NBDI3000U. 1x CCS1 connector or 1x CHAdeMO connector.
[24 empty] | Power Electronics | NBi0900U | 0 | DC | 90 | -1 | Power Cabinet. Vetted dispensers are NBDI2000U,NBDI3000U. 1x CCS1 connector or 1x CHAdeMO connector.
[24 empty] | Power Electronics | NBi090SU | 0 | DC | 90 | -1 | Power Cabinet. Vetted dispensers are NBDI2000U,NBDI3000U. 1x CCS1 connector or 1x CHAdeMO connector.
[24 empty] | Power Electronics | NBi1200U | 0 | DC | 120 | -1 | Power Cabinet. Vetted dispensers are NBDI2000U,NBDI3000U. 1x CCS1 connector or 1x CHAdeMO connector.
[24 empty] | Power Electronics | NBi120SU | 0 | DC | 120 | -1 | Power Cabinet. Vetted dispensers are NBDI2000U,NBDI3000U. 1x CCS1 connector or 1x CHAdeMO connector.
[24 empty] | Power Electronics | NBi1500U | 0 | DC | 150 | -1 | Power Cabinet. Vetted dispenser is NBDI2000U,NBDI3000U. Available with 1 or 2 CCS1 or CHAdeMo connectors.
[24 empty] | Power Electronics | NBi150SU | 0 | DC | 150 | -1 | Power Cabinet. Vetted dispenser is NBDI2000U,NBDI3000U. Available with 1 or 2 CCS1 or CHAdeMo connectors.
[24 empty] | Power Electronics | NBi1800U | 0 | DC | 180 | -1 | Power Cabinet. Vetted dispenser is NBDI2000U,NBDI3000U. Available with 1 or 2 CCS1 or CHAdeMo connectors.
[24 empty] | Power Electronics | NBi180SU | 0 | DC | 180 | -1 | Power Cabinet. Vetted dispenser is NBDI2000U,NBDI3000U. Available with 1 or 2 CCS1 or CHAdeMo connectors.
[24 empty] | Power Electronics | NBSK084000U | 0 | DC | 840 | -1 | Power Cabinet. Vetted dispenser is NBDI2000U,NBDI3000U. Available with 1 or 2 CCS1 or CHAdeMo connectors.
[24 empty] | Power Electronics | NBSK08400SU | 0 | DC | 840 | -1 | Power Cabinet. Vetted dispenser is NBDI2000U,NBDI3000U. Available with 1 or 2 CCS1 or CHAdeMo connectors.
[24 empty] | Power Electronics | NBSK108000U | 0 | DC | 1080 | -1 | Power Cabinet. Vetted dispenser is NBDI2000U,NBDI3000U. Available with 1 or 2 CCS1 or CHAdeMo connectors.
[24 empty] | Power Electronics | NBSK10800SU | 0 | DC | 1080 | -1 | Power Cabinet. Vetted dispenser is NBDI2000U,NBDI3000U. Available with 1 or 2 CCS1 or CHAdeMo connectors.
[24 empty] | Power Electronics | NBSK120000U | 0 | DC | 1200 | -1 | Power Cabinet. Vetted dispenser is NBDI2000U,NBDI3000U. Available with 1 or 2 CCS1 or CHAdeMo connectors.
[24 empty] | Power Electronics | NBSK12000SU | 0 | DC | 1200 | -1 | Power Cabinet. Vetted dispenser is NBDI2000U,NBDI3000U. Available with 1 or 2 CCS1 or CHAdeMo connectors.
[24 empty] | Power Electronics | NBSK132000U | 0 | DC | 1320 | -1 | Power Cabinet. Vetted dispenser is NBDI2000U,NBDI3000U. Available with 1 or 2 CCS1 or CHAdeMo connectors.
[24 empty] | Power Electronics | NBSK13200SU | 0 | DC | 1320 | -1 | Power Cabinet. Vetted dispenser is NBDI2000U,NBDI3000U. Available with 1 or 2 CCS1 or CHAdeMo connectors.
[24 empty] | Power Electronics | NBSK144000U | 0 | DC | 1440 | -1 | Power Cabinet. Vetted dispenser is NBDI2000U,NBDI3000U. Available with 1 or 2 CCS1 or CHAdeMo connectors.
[24 empty] | Power Electronics | NBSK14400SU | 0 | DC | 1440 | -1 | Power Cabinet. Vetted dispenser is NBDI2000U,NBDI3000U. Available with 1 or 2 CCS1 or CHAdeMo connectors.
[24 empty] | PowerPump | DC120 | Level 3 DC Charging Station 120kW | DC | 120 | -1 | SAE J1772, Standalone network capability
[24 empty] | PowerPump | DC150 | Level 3 DC Charging Station 150kW | DC | 150 | -1 | SAE J1772, Standalone network capability
[24 empty] | PowerPump | DC180 | Level 3 DC Charging Station 1280kW | DC | 180 | -1 | SAE J1772, Standalone network capability
[24 empty] | PowerPump | DC60 | Level 3 DC Charging Station 60kW | DC | 60 | -1 | SAE J1772, Standalone network capability
[24 empty] | Siemens | P3REC100003605 | SiCHARGE UC150 | DC | 150 | -1 | 1x CCS1 connector. Vetted dispensers are P3REC100003604 and P3REC100003615
[24 empty] | Siemens | SICHARGE UC150 P3REC100003602 (8EM40012AA101AA2) | SiCHARGE UC150 | DC | 150 | -1 | 1x CCS1 connector. Vetted dispensers are P3REC100003604 and P3REC100003615
[24 empty] | Sinexcel | SEC1000/160Y-H-U； SEC1000/160Y-T-U； SEC1000/160Y-HH-U； SEC1000/160Y-TT-U； SEC1000/160Y-HT-U； SEC1000/120Y-H-U； SEC1000/120Y-T-U； SEC1000/120Y-HH-U； SEC1000/120Y-TT-U； SEC1000/120Y-HT-U； SEC1000/60Y-C-U； SEC1000/60Y-S-U； SEC1000/60Y-CC-U； SEC1000/60Y-SS-U； SEC1000/60Y-SC-U； | SEC160 | DC | 160 | 2 | Output range:200V-1000V efficiency:Up to 96% Full certification User-friendly ADA Multiple payment methods Support for customization PLUG& CHARGE Hardware 15118-Ready Can Output 350A CCS1 boost 500A NACS boost 400A
[24 empty] | Sinexcel | SEC1000/240Y-H-U SEC1000/240Y-HH-U SEC1000/240Y-HJ-U SEC1000/240Y-T-U SEC1000/240Y-HT-U SEC1000/240Y-TJ-U SEC1000/240Y-TT-U | SEC 240 | DC | 240 | 2 | Output range:200V-1000V efficiency:Up to 96% Full certification User-friendly ADA Multiple payment methods Support for customization PLUG& CHARGE Hardware 15118-Ready Can Output 350A CCS1 boost 500A NACS boost 400A
[24 empty] | Sinexcel | SEC1000/360F-N-U SEC1000/480F-N-U SEC1000/200U-C-U SEC1000/200U-CC-U SEC1000/200U-CJ-U SEC1000/300U-H-U SEC1000/300U-HH-U SEC1000/300U-HC-U SEC1000/300U-HJ-U SEC1000/500U-F-U SEC1000/500U-FH-U SEC1000/500U-FC-U SEC1000/500U-FJ-U SEC1000/300U-T-U SEC1000/300U-TJ-U SEC1000/300U-HT-U SEC1000/300U-TT-U SEC1000/300U-TC-U SEC1000/500U-FT-U | SEC 480 | DC | 480 | 2 | Output range:200V-1000V efficiency:Up to 96% Full certification User-friendly ADA Multiple payment methods Support for customization PLUG& CHARGE Hardware 15118-Ready Air cooling output 350A Liquid cooling sustained maximum output 500A
[24 empty] | SK Signet | CD40*# / CP60*# | V2 VE 600kW Distributed system | DC | 400 | -1 | Two dispensers type or four dispensers type. CCS1 and NACS connectors are supported. "*#" in the end of model number identifies any changes including hardware, option, certifications, and etc.
[24 empty] | SK Signet | FC200K-##-## | V2 200kW AIO system | DC | 200 | -1 | "xx" in the model number identifies connector type. "B2": Dual CCS1 connector "BH": CCS1 and NACS connector
[24 empty] | SK Signet | PC600K-PS-## | PC600K-PS-## | DC | 600 | -1 | This is distributed system that can connect up to two 400kW dispensers(Model no: DP400K-xx-PS-yy) ## : Varaiable based on any other options xx : Variable based on connector type(CCS1, NACS) yy : variable based on any other options
[24 empty] | StarCharge | DC3200AN147XYZ/ DC2800AN147XYZ/ DC2400AN147XYZ/ DC1800AN147XYZ/ DC1500AN147XYZ/ DC1200AN147XYZ | Titan 320kW | DC | 320 | 2 | Dual port.
[24 empty] | StarCharge | Neptune 240kW | Neptune 240kW | DC | 240 | -1 | OCA Full and Security certificates under software version 1.2009.0 (alternate company name on OCA cert - Wanbang Digital Energy Co., Ltd.)
[24 empty] | StarCharge | Titan 180kW | Titan 180kW | DC | 180 | -1 | 0
[24 empty] | TECO-Westinghouse | DOWU362 | Nexe VersaCharge 120kW | DC | 360 | -1 | Power Cabinet. 1x CCS1 connector or 1x CHAdeMO connector. Vetted dispensers are DDWU362T0TE2PN- RW DDWU362T0TE2N7-RW, DDWU362V00E2N7-RW DDWU362U0UE2PN-RW, DDWU362U0UE2N7-RW, DDWU362K0TE2PN-RW, DDWU362K0TE2N7-RW, DDWU362K0UE2PN-RW, DDWU362K0UE2N7-RW, DDWU362G00E2PN-RW, DDWU362G00E2N7-RW, DDWU362K00E2PN-RW, DDWU362K00E2N7-RW, DDWU362U00E2PN-RW, DDWU362U00E2N7-RW, DDWU362T00E2PN-RW, DDWU362T00E2N7-RW, DDWU362V0UE2PN-RW, DDWU362V0UE2N7-RW, DDWU362V0KE2PN-RW, DDWU362V0KE2N7-RW, DDWU362V0TE2PN-RW, DDWU362V0TE2N7-RW, DDWU362V00E2PN-RW.
[24 empty] | TECO-Westinghouse | DSWU122 | Nexe VersaCharge 180kW | DC | 120 | -1 | 1x CCS1 connector 1x CHAdeMO connector
[24 empty] | TECO-Westinghouse | DSWU182 | Nexe VersaCharge 60kW | DC | 180 | -1 | 1x CCS1 connector 1x CHAdeMO connector
[24 empty] | TECO-Westinghouse | DSWU601 | Nexe VersaCharge 90kW | DC | 60 | -1 | 1x CCS1 connector 1x CHAdeMO connector
[24 empty] | TECO-Westinghouse | DSWU901 | 0 | DC | 90 | -1 | 1x CCS1 connector 1x CHAdeMO connector
[24 empty] | TECO-Westinghouse | DWWU301/ DW30 | 0 | DC | 30 | -1 | 1x CCS1 connector 1x CHAdeMO connector
[24 empty] | Tellus Power | TP-EVPD-120kW (TP5-120-480) | 0 | DC | 120 | 2 | Dual Port ; either 2 x CCS or 1x CCS + 1x CHAdeMO or or 1x CCS + 1x NACS or 2 x NACS
[24 empty] | Tellus Power | TP-EVPD-160kW (TP5-160-480) | 0 | DC | 160 | 2 | Dual Port ; either 2 x CCS or 1x CCS + 1x CHAdeMO or or 1x CCS + 1x NACS or 2 x NACS
[24 empty] | Tellus Power | TP-EVPD-180kW (TP5-180-480) | 0 | DC | 180 | 2 | Dual Port ; either 2 x CCS or 1x CCS + 1x CHAdeMO or or 1x CCS + 1x NACS or 2 x NACS
[24 empty] | Tellus Power | TP-EVPD-200kW (TP5-200-480) | 0 | DC | 200 | 2 | Dual Port ; either 2 x CCS or 1x CCS + 1x CHAdeMO or or 1x CCS + 1x NACS or 2 x NACS
[24 empty] | Tellus Power | TP-EVPD-240kW (TP5-240-480) | 0 | DC | 240 | 2 | Dual Port ; either 2 x CCS or 1x CCS + 1x CHAdeMO or or 1x CCS + 1x NACS or 2 x NACS
[24 empty] | Tellus Power | TP-EVPD-300kW (TP5-300-480) | 0 | DC | 300 | 2 | Dual Port ; either 2 x CCS or 1x CCS + 1x CHAdeMO or or 1x CCS + 1x NACS or 2 x NACS
[24 empty] | Tellus Power | TP-EVPD-30kW (TP5-30-480) | 0 | DC | 30 | 2 | Single Port ; CCS1 or CHAdeMO or NACS
[24 empty] | Tellus Power | TP-EVPD-360kW (TP5-360-480) | 0 | DC | 360 | 2 | Dual Port ; either 2 x CCS or 1x CCS + 1x CHAdeMO or or 1x CCS + 1x NACS or 2 x NACS
[24 empty] | Tellus Power | TP-EVPD-60kW (TP5-60-480) | 0 | DC | 60 | 2 | Dual Port ; either 2 x CCS or 1x CCS + 1x CHAdeMO or or 1x CCS + 1x NACS or 2 x NACS
[24 empty] | Tellus Power | TP-V2G-20-480 | 0 | DC V2G | 20 | -1 | Bidirectional charger
[24 empty] | Tellus Power | TP-V2G-30-480 | 0 | DC V2G | 30 | -1 | Bidirectional charger
[24 empty] | Tellus Power | TP-V2G-40-480 | 0 | DC V2G | 40 | -1 | Bidirectional charger
[24 empty] | Tellus Power | TP-V2G-60-480 | 0 | DC V2G | 60 | -1 | Bidirectional charger
[24 empty] | Tritium | PKM150 | 0 | DC | 150 | -1 | Charging station is DC-fed
[24 empty] | Tritium | TRI-153-RTM-02-025-#### | RTM 25 | DC | 25 | 2 | 1x CCS1 connector 1x CHAdeMO connector
[24 empty] | Tritium | TRI-153-RTM-02-050-#### | RTM 50 | DC | 50 | 2 | 1x CCS1 connector 1x CHAdeMO connector
[24 empty] | Tritium | TRI-153-RTM-02-075-#### | RTM 75 | DC | 75 | 2 | 1x CCS1 connector 1x CHAdeMO connector
[24 empty] | Tritium | Veefil RT 175-S | 0 | DC | 175 | -1 | 1x CCS1 connector 1x CHAdeMO connector
[24 empty] | Tritium | Veefil RT 50 | 0 | DC | 50 | -1 | 1x CCS1 connector 1x CHAdeMO connector
[24 empty] | TurnOnGreen | FSP1200/CPEVDC-120KW-# | FSP1200 | DC | 120 | -1 | Single Port, CCS connector
[24 empty] | TurnOnGreen | FSP300/CPEVDC-30KW-# | FSP300 | DC | 30 | -1 | Single Port, CCS connector
[24 empty] | TurnOnGreen | FSP600/CPEVDC-60KW-# | FSP600 | DC | 60 | -1 | Single Port, CCS connector
[24 empty] | XCharge | C6AM150XX | C6AM150XX | DC | 150 | 2 | Standalone DCFC, no HPC needed, runs off its own power
[24 empty] | XCharge | C6AM200XX | C6AM200XX | DC | 200 | 2 | Dual port.
[24 empty] | XCharge | C6AM200XX (125kW) | C6AM200XX (125kW) | DC | 125 | 2 | Runs on 208 3P power, standalone DCFC
[24 empty] | XCharge | C6AM90XX | C6AM90XX | DC | 95 | 2 | Runs on 208 3P power, standalone DCFC
[24 empty] | Xcharge | C7AM-240-CC / C7AM-240-LQ- CC | C7AM | DC | 240 | -1 | Dual port DCFC (up to 400kW), available with both CCS1 and NACS (liquid or air cooled cable)
[24 empty] | Xcharge | C7AM-280-CC / C7AM-280-LQ-CC | C7AM | DC | 280 | -1 | Dual port DCFC (up to 400kW), available with both CCS1 and NACS (liquid or air cooled cable)
[24 empty] | Xcharge | C7AM-320-CC / C7AM-320-LQ-CC | C7AM | DC | 320 | -1 | Dual port DCFC (up to 400kW), available with both CCS1 and NACS (liquid or air cooled cable)
[24 empty] | Xcharge | C7AM-360-CC / C7AM-360-LQ-CC | C7AM | DC | 360 | -1 | Dual port DCFC (up to 400kW), available with both CCS1 and NACS (liquid or air cooled cable)
[24 empty] | Xcharge | C7AM-400-CC / C7AM-400-LQ-CC | C7AM | DC | 400 | -1 | Dual port DCFC (up to 400kW), available with both CCS1 and NACS (liquid or air cooled cable)
[24 empty] | XCharge | NZS/2215, NZS/430 | GridLink 01, GridLink 02 | DC | 194 | -1 | All-in-one battery-integrated storage system delivering dual-port DC fast charging up to 194 kW with CCS1 and NACS, requiring minimal grid power for flexible, high-performance deployment.
[24 empty] | Zerova | DD3.0/3.5 Dispenser: DDWU362/DDWA362 | DO/DD Series: DD3.0/3.5 Dispenser | DC | 360 | 2 | 0
[24 empty] | Zerova | DO360: DOWU362/DOWA362 | DO/DD Series: DO360 | DC | 360 | -1 | Power Cabinet. 1x CCS1 connector or 1x CHAdeMO connector. Vetted dispensers are DDWU362T0TE2PN- RW DDWU362T0TE2N7-RW, DDWU362V00E2N7-RW DDWU362U0UE2PN-RW, DDWU362U0UE2N7-RW, DDWU362K0TE2PN-RW, DDWU362K0TE2N7-RW, DDWU362K0UE2PN-RW, DDWU362K0UE2N7-RW, DDWU362G00E2PN-RW, DDWU362G00E2N7-RW, DDWU362K00E2PN-RW, DDWU362K00E2N7-RW, DDWU362U00E2PN-RW, DDWU362U00E2N7-RW, DDWU362T00E2PN-RW, DDWU362T00E2N7-RW, DDWU362V0UE2PN-RW, DDWU362V0UE2N7-RW, DDWU362V0KE2PN-RW, DDWU362V0KE2N7-RW, DDWU362V0TE2PN-RW, DDWU362V0TE2N7-RW, DDWU362V00E2PN-RW.
[24 empty] | Zerova | DQ480: DQWU482/DQWA482 | DQ Series: DQ480 | DC | 480 | 2 | Configurable to four or two cables
[24 empty] | Zerova | DQWA242 | DQ240 | DC | 240 | -1 | Configurable to four or two cables
[24 empty] | Zerova | DQWA360 | DQ360 | DC | 360 | -1 | Configurable to four or two cables
[24 empty] | Zerova | DS120: DSWU122/DSWA122 | DS Series: DS120 | DC | 120 | -1 | 1x CCS1 connector 1x CHAdeMO connector
[24 empty] | Zerova | DS150: DSWU152/DSWA152 | DS Series: DS150 | DC | 150 | -1 | 1x CCS1 connector 1x CHAdeMO connector
[24 empty] | Zerova | DS180: DSWU182/DSWA182 | DS Series: DS180 | DC | 180 | -1 | 1x CCS1 connector 1x CHAdeMO connector; OCA Full and Security certificates under software version V1.00
[24 empty] | Zerova | DS60: DSWU601/DSWA601/SF##601 | DS Series: DS60/SF60 | DC | 60 | 2 | 1x CCS1 connector 1x CHAdeMO connector
[24 empty] | Zerova | DS90: DSWU901/DSWA901 | DS Series: DS90 | DC | 90 | -1 | 1x CCS1 connector 1x CHAdeMO connector
[24 empty] | Zerova | DT240: DTWA240 | DT Series: DT240 | DC | 240 | -1 | Configurable to four or two cables
[24 empty] | Zerova | DW30: DWWU301/DWWA301 | DW Series: DW30 | DC | 30 | -1 | 1x CCS1 connector 1x CHAdeMO connector
[24 empty] | Zerova | DZ480: DZWU482/DEZWA482 | DZ Series: DZ480 | DC | 480 | -1 | Configurable to two, four, or six cables

## DRAFT - Org S (hidden)
DRAFT - Org S
Updated February 6, 2026
These EVSE meet the program requirements established by Org S. All EVSE must have a minimum 3-year warranty.
Charge@Home | [6 empty] | Commercial EV (AC) (With Warranty) | [6 empty] | Commercial EV (AC) | [6 empty] | Commercial EV (DC) (with Warranty) | [6 empty] | Commercial EV (DC)
Brand | Model Number | Model Name | Type | Max Power (kW) | Warranty | Notes | Brand | Model Number | Model Name | Type | Max Power (kW) | Warranty | Notes | Brand | Model Number | Model Name | Type | Max Power (kW) | Warranty | Notes | Brand | Model Number | Model Name | Type | Max Power (kW) | Warranty | Notes | Brand | Model Number | Model Name | Type | Max Power (kW) | Warranty | Notes
#VALUE! | #VALUE! | #VALUE! | #VALUE! | #VALUE! | #VALUE! | #VALUE! | #VALUE! | #VALUE! | #VALUE! | #VALUE! | #VALUE! | #VALUE! | #VALUE! | #VALUE! | #VALUE! | #VALUE! | #VALUE! | #VALUE! | #VALUE! | #VALUE! | #VALUE! | #VALUE! | #VALUE! | #VALUE! | #VALUE! | #VALUE! | #VALUE! | #VALUE! | #VALUE! | #VALUE! | #VALUE! | #VALUE! | #VALUE! | #VALUE!

## NEVI - Prior to Feb '24 (hidden)
National Electric Vehicle Infrastructure (NEVI) - PRIOR TO FEB '24
Updated February 6, 2026
These products attest compliance with the listed NEVI vetting criteria.
AFC Corridor [DCFC]: |  |  |  | Non-AFC Corridor [DCFC]: |  |  |  | Non-AFC Corridor [AC]:
Brand | Model | Type | Max Power (kW) | Brand | Model | Type | Max Power (kW) | Brand | Model | Type | Max Power (kW)
NULL | NULL | NULL | NULL | NULL | NULL | NULL | NULL | NULL | NULL | NULL | NULL

## WAEVCP (hidden)
WAEVCP
Updated February 6, 2026
The equipment listed below meets the standard requirements of the Washington Electric Vehicle Charging Program Round 2 (WAEVCP2).
Grantees are responsible for ensuring their equipment and network are compliant with OCPI 2.2.1.
While the vetted product list covers the majority of requirements, grantees must ensure that their equipment does not require users to download a mobile app to complete payment.
All installed equipment must meet the power requirements, including for power-sharing, described in the Grantee's contract.
All ports covered in this Contract must, at minimum, have one (1) SAE J1772, CCS1, or NACS connector. Connector types other than SAE J1772, CCS1, and NACS may be installed at project sites, but are not factored into the grant award amount. For each site with four (4) or more ports, no fewer than 25% of Level 2 ports must have a SAE J1772 connector, and no fewer than 25% of Level 3 ports must have a CCS1 connector.
All installed equipment must comply with relevant state laws and rules in effect, including but not limited to Department of Agriculture rules in WAC 16-662-200, WAC 16-662-210, WAC 16-662-216, and WAC 16-662-220.
It is the responsibility of the Grantee to understand the specifics of their contract terms and implement those specifics appropriately. Only costs incurred during the contract term are eligible for reimbursement. Grantees should reach out to their contract manager with any questions.
OEMs interested in being included on the vetted product list must contact EPRI. OEMs reaching out to Commerce will be directed to EPRI.
L2 (Public and Multi-Family Open to Public/Non-Residents) | [5 empty] | L2 (Multifamily, Fleet/Workplace) | [5 empty] | L3 (DCFC) | [5 empty] | Networks
Brand | Model Number | Model Name | Type | Max Power (kW) | Notes | Brand | Model Number | Model Name | Type | Max Power (kW) | Notes | Brand | Model Number | Model Name | Type | Max Power (kW) | Notes | Brand | Network | Notes
ATG Electronics | ATG-C01-40A | Commercial EV Charger | AC | 9.6 | Single port | ATG Electronics | ATG-C01-40A | Commercial EV Charger | AC | 9.6 | Single port | Alpitronic | HYC400-2 | Hypercharger | DC | 200 | 1-4 Ports | AmpControl Technologies, inc. | AmpControl | 0
ATG Electronics | ATG-C01-48A | Commercial EV Charger | AC | 11.5 | Single port | ATG Electronics | ATG-C01-48A | Commercial EV Charger | AC | 11.5 | Single port | Alpitronic | HYC400-3 | Hypercharger | DC | 300 | 1-4 Ports | AMPECO | AMPECO Charge | 0
Autel | Maxi UW19C002 | MaxiCharger AC Pro 80A | AC | 19.2 | Single port. | Autel | Maxi UW19C002 | MaxiCharger AC Pro 80A | AC | 19.2 | Single port. | Alpitronic | HYC400-4 | Hypercharger | DC | 400 | 1-4 Ports | AmpUp | AmpUp | 0
Autel | Maxi UW19CJ02 | MaxiCharger AC 80A | AC | 19.2 | Single port. | Autel | Maxi UW19CJ02 | MaxiCharger AC 80A | AC | 19.2 | Single port. | Autel | UF160A4001 | Maxicharger DC Fast 160kW | DC | 160 | Single or dual port | Autel | Autel Cloud | OCPP Full certificate for software version 2.0.105
Autel | Maxi UW19L002 | MaxiCharger AC Pro 80A | AC | 19.2 | Single port. | Autel | Maxi UW19L002 | MaxiCharger AC Pro 80A | AC | 19.2 | Single port. | Autel | UF180A4001 | Maxicharger DC Fast 180kW | DC | 180 | Single or dual port | Blink | Blink Network | 0
Autel | Maxi UW19LJ02 | MaxiCharger AC 80A | AC | 19.2 | Single port. | Autel | Maxi UW19LB02 | MaxiCharger AC 80A | AC | 19.2 | Single port. | Autel | UF240A4001 | Maxicharger DC Fast 240kW | DC | 240 | Single or dual port | CHAEVI | CHAEVI | 0
Autel | UF####101 | AC Ultra | AC | 19.2 | Single Port or Dual Port | Autel | Maxi UW19LJ02 | MaxiCharger AC 80A | AC | 19.2 | Single port. | Blink | 01-0568 | Blink 300kW | DC | 300 | Dual Port ; either 2 x CCS or 1x CCS + 1x CHAdeMO or or 1x CCS + 1x NACS or 2 x NACS | Charge America | Charge America Network | 0
Autel | UW12-J0610CA0002 | MaxiCharger AC Single | AC | 12 | Single port. | Autel | UF####001 | AC Ultra | AC | 19.2 | Single Port or Dual Port. No credit card reader | Blink | 01-0578 | Blink 180kW | DC | 180 | Dual Port ; either 2 x CCS or 1x CCS + 1x CHAdeMO or or 1x CCS + 1x NACS or 2 x NACS | ChargePoint | ChargePoint Network | 0
Autel | UW12-J0650CA0002 | MaxiCharger AC Single | AC | 12 | Single port. | Autel | UF####101 | AC Ultra | AC | 19.2 | Single Port or Dual Port | BTC Power | HPCD7-350-###-01# | Gen4 Public Dispenser | DC | 360 | BTC Power Hardware is network/backend agnostic, but also provide our own basic network option if needed | ChargeSmart EV | ChargeSmart EV | 0
Blink | 780 (40A) | Series 7 ISO (Enhanced) | AC | 9.6 | Dual Port, Standalone network capability | Autel | UW12-J0610CA0002 | MaxiCharger AC Single | AC | 12 | Single port. | BTC Power | HPCT3-###-480-# / HPCD7-500-###-01# | Gen4 Public Dispenser | DC | 360 | BTC Power Hardware is network/backend agnostic, but also provide our own basic network option if needed | Charli Charging | Charli Charging | 0
Blink | 780 (48A) | Series 7 ISO (Enhanced) | AC | 11.52 | Dual Port, Standalone network capability | Autel | UW12-J0650CA0002 | MaxiCharger AC Single | AC | 12 | Single port. | BTC Power | L3A-180-480-### | Gen4 180kW AIO | DC | 180 | BTC Power Hardware is network/backend agnostic, but also provide our own basic network option if needed | DynaChrg | DynaChrg | 0
Blink | 780 Series | Series 7 ISO Plus | AC | 19.2 | Dual Port, Standalone network capability | Blink | 780 (40A) | Series 7 ISO (Enhanced) | AC | 9.6 | Dual Port, Standalone network capability | CHAEVI | CV-3FD150P-IUL3 | SONIC (150kW) (3 Phase, 3 Wire) | DC | 150 | Dual port. Stand-Alone Equipment 120,150,180kW Serial-UL listed. Dynamic Load Balancing Available. NACS Cable Adaptable | Electric Avenue | Electric Avenue | 0
Blink | 880 (40A) | Series 8 ISO (Enhanced) | AC | 9.6 | Single or dual Port, Standalone network capability | Blink | 780 (48A) | Series 7 ISO (Enhanced) | AC | 11.52 | Dual Port, Standalone network capability | CHAEVI | CV-3FD180P-IUL3 | SONIC (180kW) (3 Phase, 3 Wire) | DC | 180 | Dual port. Stand-Alone Equipment 120,150,180kW Serial-UL listed. Dynamic Load Balancing Available. NACS Cable Adaptable | Electrify America | Electrify America | 0
Blink | 880 (48A) | Series 8 ISO (Enhanced) | AC | 11.52 | Dual Port, Standalone network capability | Blink | 780 Series | Series 7 ISO Plus | AC | 19.2 | Dual Port, Standalone network capability | CHAEVI | CV-3FD150P-IUL | SONIC (150kW) (3 Phase, 4 Wire) | DC | 150 | Dual port. Stand-Alone Equipment 120,150,180kW Serial-UL listed. Dynamic Load Balancing Available. NACS Cable Adaptable | Epic Charging | Epic Charging | 0
Blink | 880 (80A) | Series 8 ISO Plus | AC | 19.2 | Dual Port, Standalone network capability | Blink | 880 (40A) | Series 8 ISO (Enhanced) | AC | 9.6 | Single or dual Port, Standalone network capability | CHAEVI | CV-3FD180P-IUL | SONIC (180kW) (3 Phase, 4 Wire) | DC | 180 | Dual port. Stand-Alone Equipment 120,150,180kW Serial-UL listed. Dynamic Load Balancing Available. NACS Cable Adaptable | Espen | Espen | 0
ChargePoint | CP6####-50A-L## | 6000 Series | AC | 12 | CP6000 family, NA, AC Station, 1 or 2 x Type 1 Cable, 50A or 80A, 1-Phase, 18' or 23' Cable, 6' or 8' Cable Management Kit, Pedestal or Wall Mount, 8" Touch Display, Contactless Credit Card and RFID Reader, Cellular/Wi-Fi, UL, Power Share Jumper, 1YR Parts Warranty, Optional credit card reader | Blink | 880 (48A) | Series 8 ISO (Enhanced) | AC | 11.52 | Dual Port, Standalone network capability | CHAEVI | DCV-3FD150-ICN | DUOCONIC (150kW) | DC | 150 | Dual port. Stand-Alone Equipment 120,150,180kW Serial-UL listed. Dynamic Load Balancing Available | EV Connect | EVConnect | 0
ChargePoint | CP6####-80A-L## | 6000 Series | AC | 19.2 | CP6000 family, NA, AC Station, 1 or 2 x Type 1 Cable, 50A or 80A, 1-Phase, 18' or 23' Cable, 6' or 8' Cable Management Kit, Pedestal or Wall Mount, 8" Touch Display, Contactless Credit Card and RFID Reader, Cellular/Wi-Fi, UL, Power Share Jumper, 1YR Parts Warranty, Optional credit card reader | Blink | 880 (80A) | Series 8 ISO Plus | AC | 19.2 | Dual Port, Standalone network capability | CHAEVI | DCV-3FD180-ICN | DUOCONIC (180kW) | DC | 180 | Dual port. Stand-Alone Equipment 120,150,180kW Serial-UL listed. Dynamic Load Balancing Available | EV Plus | EV+ Charging | 0
ChargePoint | CPF50- L##-****** | CPF50 | AC | 12 | CPF50 family, Single or Dual Port, Pedestal or Wall Mount, 50A, Type 1, Cable 18' or 23', Single Phase Charger, Cable Management Kit optional | ChargePoint | CP6####-50A-L## | 6000 Series | AC | 12 | CP6000 family, NA, AC Station, 1 or 2 x Type 1 Cable, 50A or 80A, 1-Phase, 18' or 23' Cable, 6' or 8' Cable Management Kit, Pedestal or Wall Mount, 8" Touch Display, Contactless Credit Card and RFID Reader, Cellular/Wi-Fi, UL, Power Share Jumper, 1YR Parts Warranty, Optional credit card reader | ChargePoint | CPE280-800-NA | Express 280 DC Fast Charging Station | DC | 160 | [Paired Unit] ChargePoint Express 280 Station (80 kW) - includes Express 280 Station, 2x Power Modules, 1 or 2 connectors including CCS1, CHAdeMO, NACS. North America Modem/SIM, cUL and UL listed, FWHA and FTA compliant models available. | Ford Pro Charging | Ford Pro | 0
ChargeTronix | CTC-CAC80 | FLUX AC | AC | 19.2 | Single or double port. | ChargePoint | CP6####-80A-L## | 6000 Series | AC | 19.2 | CP6000 family, NA, AC Station, 1 or 2 x Type 1 Cable, 50A or 80A, 1-Phase, 18' or 23' Cable, 6' or 8' Cable Management Kit, Pedestal or Wall Mount, 8" Touch Display, Contactless Credit Card and RFID Reader, Cellular/Wi-Fi, UL, Power Share Jumper, 1YR Parts Warranty, Optional credit card reader | ChargePoint | CPE280-800-NA-CHIP | Express 280 DC Fast Charging Station | DC | 160 | [Paired Unit, Credit Card Reader sku] ChargePoint Express 280 Station (80 kW) - includes Express 280 Station, 2x Power Modules, 1 or 2 connectors including CCS1, CHAdeMO, NACS. North America Modem/SIM, cUL and UL listed, FWHA and FTA compliant models available. | Gravity | Gravity Network | 0
ChargeTronix | CTX-C32-240-1 | FLUX AC 32A | AC | 7.6 | Single port. | ChargePoint | CPF50- L##-****** | CPF50 | AC | 12 | CPF50 family, Single or Dual Port, Pedestal or Wall Mount, 50A, Type 1, Cable 18' or 23', Single Phase Charger, Cable Management Kit optional | ChargePoint | CPE280-800-NA-FHWA | Express 280 DC Fast Charging Station | DC | 160 | [Paired Unit, FHWA sku] ChargePoint Express 280 Station (80 kW) - includes Express 280 Station, 2x Power Modules, 1 or 2 connectors including CCS1, CHAdeMO, NACS. North America Modem/SIM, cUL and UL listed, FWHA and FTA compliant models available. | Integra Energy | Quick-Charge | 0
ChargeTronix | CTX-C40-240-1 | FLUX AC 40A | AC | 9.6 | Single port | ChargeSmart EV | CSEV-AC-#P | 0 | AC | 19.2 | Single Port or Dual Port. No credit card reader | ChargePoint | Express Plus 1000 Power Block: CPPB0001*** PM1.5 43-001200-** EXPP-PL10##*-#*#*#-#*#*#-*** | Express Plus | DC | 500 | Express Plus system includes Power Block, Power Modules, and Power Link 1000 series; Used for Fleet or Commercial. | IoTecha | IoT.ON | 0
ChargeTronix | CTX-C40-240-2 | FLUX AC Dual 40A | AC | 19.2 | Dual port. | ChargeTronix | CTC-CAC80 | FLUX AC | AC | 19.2 | Single or double port. | ChargePoint | Express Plus 2000 (EXPP-PL20##-CHIP) | Express Plus | DC | 500 | [CHIP sku]Express Plus system includes Power Block, Power Modules, and Power Link 2000 series; Each Power Link Dispenser can include 1 or 2 connctor including CCS, NACS, or CHAdeMO | Loop Global | Loop EV Charging Network | 0
ChargeTronix | CTX-C48-240-1 | FLUX AC 48A | AC | 11.5 | Single port. | ChargeTronix | CTX-C32-240-1 | FLUX AC 32A | AC | 7.6 | Single port. | ChargePoint | Express Plus 2000 (EXPP-PL20##-FHWA) | Express Plus | DC | 500 | [FHWA sku] Express Plus system includes Power Block, Power Modules, and Power Link 2000 series; Each Power Link Dispenser can include 1 or 2 connctor including CCS, NACS, or CHAdeMO | Monta | Monta | 0
ChargeTronix | CTX-C80-240-1 | FLUX AC Single 80A | AC | 19.2 | Single port. | ChargeTronix | CTX-C40-240-1 | FLUX AC 40A | AC | 9.6 | Single port | ChargePoint | Express Plus 2000 (EXPP-PL20##) | Express Plus | DC | 500 | Express Plus system includes Power Block, Power Modules, and Power Link 2000 series; Each Power Link Dispenser can include 1 or 2 connctor including CCS, NACS, or CHAdeMO | Noodoe | 0 | OCPP Full certificate for software version v1.0.2
ChargeTronix | CTX-C80-240-2 | FLUX AC Dual 80A | AC | 19.2 | Dual port. | ChargeTronix | CTX-C40-240-2 | FLUX AC Dual 40A | AC | 19.2 | Dual port. | ChargeSmart EV | CSEV-DC160 | 0 | DC | 160 | Single or dual port | Numocity Technologies Private Limited | Numocity | 0
ChargeTronix | CTX-CAC48 | FLUX AC | AC | 11.6 | Single port. | ChargeTronix | CTX-C48-240-1 | FLUX AC 48A | AC | 11.5 | Single port. | ChargeSmart EV | CSEV-DC180 | 0 | DC | 180 | Single or dual port | OpConnect | OpConnect Network | 0
Eaton | CP6####-50A-L##-ETN | 6000 Series | AC | 12 | CP6000 family, NA, AC Station, 1 or 2 x Type 1 Cable, 50A or 80A, 1-Phase, 18' or 23' Cable, 6' or 8' Cable Management Kit, Pedestal or Wall Mount, 8" Touch Display, Contactless Credit Card and RFID Reader, Cellular/Wi-Fi, UL, Power Share Jumper, 1YR Parts Warranty, Optional credit card reader | ChargeTronix | CTX-C80-240-1 | FLUX AC Single 80A | AC | 19.2 | Single port. | ChargeSmart EV | CSEV-DC240 | 0 | DC | 240 | Single or dual port | PowerPump | PowerPump | 0
Eaton | CP6####-80A-L##-ETN | 6000 Series | AC | 19.2 | CP6000 family, NA, AC Station, 1 or 2 x Type 1 Cable, 50A or 80A, 1-Phase, 18' or 23' Cable, 6' or 8' Cable Management Kit, Pedestal or Wall Mount, 8" Touch Display, Contactless Credit Card and RFID Reader, Cellular/Wi-Fi, UL, Power Share Jumper, 1YR Parts Warranty, Optional credit card reader | ChargeTronix | CTX-C80-240-2 | FLUX AC Dual 80A | AC | 19.2 | Dual port. | ChargeTronix | CTX-AiO-160 | Apex 160kW DCFC | DC | 160 | Dual port. | SWTCH Energy | SWTCH | 0
Eaton | CPF50- L##-******-ETN | CPF50 | AC | 12 | CPF50 family, Single or Dual Port, Pedestal or Wall Mount, 50A, Type 1, Cable 18' or 23', Single Phase Charger, Cable Management Kit optional | ChargeTronix | CTX-CAC48 | FLUX AC | AC | 11.6 | Single port. | ChargeTronix | CTX-AiO-240 | Apex 240kW DCFC | DC | 240 | Dual port. | The Mobility House | ChargePilot | 0
ENERGY5 | IC3-32A-H-A | ENERGY5 PowerPump (IC3) | AC | 7.6 | Single port. | ChargeTronix | UP160J-#MP-### | UP160J | AC | 7.2 | Dual Port, Must acquire Gateway for network connectivity | ChargeTronix | TP-EVPD-180kW | 180kW DCFC | DC | 180 | Dual Port ; either 2 x CCS or 1x CCS + 1x CHAdeMO or or 1x CCS + 1x NACS or 2 x NACS
ENERGY5 | SC3-32A-H | ENERGY5 PowerPump (SC3) | AC | 7.6 | Single port. | DynaChrg | EVJ002 | EVJ002 | AC | 19.2 | Single port. 48 amps and 80 amps | ChargeTronix | TP-EVPD-300kW | 300kW DCFC | DC | 300 | Dual Port ; either 2 x CCS or 1x CCS + 1x CHAdeMO or or 1x CCS + 1x NACS or 2 x NACS
Espen | EVC/A48 | EVC/A48 | AC | 11.5 | Single port. | DynaChrg | EVJ005 | EVJ005 | AC | 11.5 | Dual port, each simultaneously 48 amps | DynaChrg | EVS160 | 160kW Standalone Unit | DC | 160 | Output range:200V-1000V efficiency:Up to 96% Full certification User-friendly ADA Multiple payment methods Support for customization PLUG& CHARGE Hardware 15118-Ready Can Output 350A CCS1 boost 500A NACS boost 400A
Espen | EVC/A48X2 | EVC/A48X2 | AC | 11.5 | Dual port. | Eaton | CP6####-50A-L##-ETN | 6000 Series | AC | 12 | CP6000 family, NA, AC Station, 1 or 2 x Type 1 Cable, 50A or 80A, 1-Phase, 18' or 23' Cable, 6' or 8' Cable Management Kit, Pedestal or Wall Mount, 8" Touch Display, Contactless Credit Card and RFID Reader, Cellular/Wi-Fi, UL, Power Share Jumper, 1YR Parts Warranty, Optional credit card reader | DynaChrg | EVS240 | 240kW Standalone Unit | DC | 240 | Output range:200V-1000V efficiency:Up to 96% Full certification User-friendly ADA Multiple payment methods Support for customization PLUG& CHARGE Hardware 15118-Ready Can Output 350A CCS1 boost 500A NACS boost 400A
Espen | EVC/A48S | EVC/A48S | AC | 11.5 | Single port. | Eaton | CP6####-80A-L##-ETN | 6000 Series | AC | 19.2 | CP6000 family, NA, AC Station, 1 or 2 x Type 1 Cable, 50A or 80A, 1-Phase, 18' or 23' Cable, 6' or 8' Cable Management Kit, Pedestal or Wall Mount, 8" Touch Display, Contactless Credit Card and RFID Reader, Cellular/Wi-Fi, UL, Power Share Jumper, 1YR Parts Warranty, Optional credit card reader | Eaton | CPE280-800-NA-CHIP-ETN | Express 280 DC Fast Charging Station | DC | 160 | [Paired Unit, Credit Card Reader sku] ChargePoint Express 280 Station (80 kW) - includes Express 280 Station, 2x Power Modules, 1 or 2 connectors including CCS1, CHAdeMO, NACS. North America Modem/SIM, cUL and UL listed, FWHA and FTA compliant models available.
Espen | EVC/A48SX2 | EVC/A48SX2 | AC | 11.5 | Dual Port | Eaton | CPF50- L##-******-ETN | CPF50 | AC | 12 | CPF50 family, Single or Dual Port, Pedestal or Wall Mount, 50A, Type 1, Cable 18' or 23', Single Phase Charger, Cable Management Kit optional | Eaton | CPE280-800-NA-ETN | Express 280 DC Fast Charging Station | DC | 160 | [Paired Unit] ChargePoint Express 280 Station (80 kW) - includes Express 280 Station, 2x Power Modules, 1 or 2 connectors including CCS1, CHAdeMO, NACS. North America Modem/SIM, cUL and UL listed, FWHA and FTA compliant models available.
Espen | EVC/A80 | EVC/A80 | AC | 19.2 | Single port. | EnergiSpot | ATLEU2-50AAS | Level 2 AC Charger | AC | 12 | Single port per unit, when configured as a dual unit on a single pedestal, each charger delivers their perscribed max output rating - never splitting power on a simutaneous charging session. | Eaton | CPE280-800-NA-FHWA-ETN | Express 280 DC Fast Charging Station | DC | 160 | [Paired Unit, FHWA sku] ChargePoint Express 280 Station (80 kW) - includes Express 280 Station, 2x Power Modules, 1 or 2 connectors including CCS1, CHAdeMO, NACS. North America Modem/SIM, cUL and UL listed, FWHA and FTA compliant models available.
Espen | EVC/A80S | EVC/A80S | AC | 19.2 | Single port. | EnergiSpot | ATLEU2-80AAS | Level 2 AC Charger | AC | 19.2 | Single port per unit, when configured as a dual unit on a single pedestal, each charger delivers their perscribed max output rating - never splitting power on a simutaneous charging session. | Eaton | EXPP-PL20##-CHIP-ETN | Express Plus 2000 | DC | 500 | [CHIP sku]Express Plus system includes Power Block, Power Modules, and Power Link 2000 series; Each Power Link Dispenser can include 1 or 2 connctor including CCS, NACS, or CHAdeMO
EverCharge | EV002-48,E800-1000 | EV02 | AC | 11.52 | Single Port, Standalone network capability | EnergiSpot | ATLUE2-32AAS | Level 2 AC Charger | AC | 7.7 | Single port per unit, when configured as a dual unit on a single pedestal, each charger delivers their perscribed max output rating - never splitting power on a simutaneous charging session. | Eaton | EXPP-PL20##-ETN | Express Plus 2000 | DC | 500 | Express Plus system includes Power Block, Power Modules, and Power Link 2000 series; Each Power Link Dispenser can include 1 or 2 connctor including CCS, NACS, or CHAdeMO
EverCharge | EV002-48,E800-1000-32A | EV02 | AC | 7.68 | Single Port, Standalone network capability | ENERGY5 | IC3-32A-H-A | ENERGY5 PowerPump (IC3) | AC | 7.6 | Single port. | Eaton | EXPP-PL20##-FHWA-ETN | Express Plus 2000 | DC | 500 | [FHWA sku] Express Plus system includes Power Block, Power Modules, and Power Link 2000 series; Each Power Link Dispenser can include 1 or 2 connctor including CCS, NACS, or CHAdeMO
EverCharge | EV002-48,E800-1000-40A | EV02 | AC | 8.3 | Single Port, Standalone network capability | ENERGY5 | SC3-32A-H | ENERGY5 PowerPump (SC3) | AC | 7.6 | Single port. | Eaton | Express Plus 1000 Power Block: CPPB0001***-ETN PM1.5 43-001200-**-ETN EXPP-PL10##*-#*#*#-#*#*#-***-ETN | Express Plus | DC | 500 | Express Plus system includes Power Block, Power Modules, and Power Link 1000 series; Used for Fleet or Commercial.
EverCharge | EV002-80,E800-1001 | EV02 | AC | 19.2 | Single Port, Standalone network capability | Espen | EVC/A48 | EVC/A48 | AC | 11.5 | Single port. | iENERGIE360 US INC. dba. Injet | iNSCDA150K1 | Ampax | DC | 150 | Dual port.
EverCharge | EV002-80,E800-1001-40A | EV02 | AC | 8.3 | Single Port, Standalone network capability | Espen | EVC/A48X2 | EVC/A48X2 | AC | 11.5 | Dual port. | iENERGIE360 US INC. dba. Injet | iNSCDA180K1 | Ampax | DC | 180 | Dual port.
Free2Move | E21CA180Dx | 48A Charger | AC | 11 | Single Port, Standalone network capability; OCA Full and Security certificates under software version V1.00 | Espen | EVC/A48S | EVC/A48S | AC | 11.5 | Single port. | iENERGIE360 US INC. dba. Injet | iNSCDA240K1 | Ampax | DC | 240 | Dual port.
Free2Move | E21CH012## | 0 | AC | 11 | Single Port, Standalone network capability; OCA Full and Security certificates under software version V1.00 | Espen | EVC/A48SX2 | EVC/A48SX2 | AC | 11.5 | Dual Port | Espen | EVC/D360/S### | EVC/D360/S### | DC | 360 | Power Cabinet. 1x CCS1 connector or 1x CHAdeMO connector. Vetted dispensers are DDWU362T0TE2PN- RW DDWU362T0TE2N7-RW, DDWU362V00E2N7-RW DDWU362U0UE2PN-RW, DDWU362U0UE2N7-RW, DDWU362K0TE2PN-RW, DDWU362K0TE2N7-RW, DDWU362K0UE2PN-RW, DDWU362K0UE2N7-RW, DDWU362G00E2PN-RW, DDWU362G00E2N7-RW, DDWU362K00E2PN-RW, DDWU362K00E2N7-RW, DDWU362U00E2PN-RW, DDWU362U00E2N7-RW, DDWU362T00E2PN-RW, DDWU362T00E2N7-RW, DDWU362V0UE2PN-RW, DDWU362V0UE2N7-RW, DDWU362V0KE2PN-RW, DDWU362V0KE2N7-RW, DDWU362V0TE2PN-RW, DDWU362V0TE2N7-RW, DDWU362V00E2PN-RW.
Free2Move | E21CH019Dx | 80A Charger | AC | 19.1 | Single Port, Standalone network capability | Espen | EVC/A80 | EVC/A80 | AC | 19.2 | Single port. | EverCharge | E800-1042-01 | DCFC 320kW All-in-One, w/ Dual CCS1 | DC | 320 | Dual port.
Gateway International 360 | GW-EV75/XXX | GW-EV75/XXX | AC | 11.5 | Single port. | Espen | EVC/A80S | EVC/A80S | AC | 19.2 | Single port. | EVPassport | C6AM150XX | C6AM150XX | DC | 150 | Standalone DCFC, no HPC needed, runs off its own power
Generac Power Systems | PUP3-U-1-6-C-GC2 | 48A Level 2 Pro | AC | 11.5 | # is a hold for cable length, connector type, power supply version, custom, and color. Payment terminal requirements aren't met by charger independently. We do allow integration with EVSP that have cloud-to-cloud integrations with payment terminals or kiosks. Examples can be provided. | EVBolt | EVB-AC-PAX19 | Prestige 19 | AC | 19.1 | Single Port, Standalone network capability | EVSIS | JC-94F2-350-0T5 | DC Charger 350kW | DC | 350 | Dual port. CCS / NACS(Optional), OCPP 2.0.1 will be supported
InCharge | EX-1193-1 | 0 | AC | 19.2 | Single Port NRTL Listed as EX-1193-1 | EverCharge | EV002-48,E800-1000 | EV02 | AC | 11.52 | Single Port, Standalone network capability | EVSIS | JC-94F2-400-0T5 | DC Charger 400kW | DC | 400 | Dual port. CCS / NACS(Optional), OCPP 2.0.1 will be supported
Integra Energy | IEV-48SEL | IEV-48SEL | AC | 11.5 | Single port. | EverCharge | EV002-48,E800-1000-32A | EV02 | AC | 7.68 | Single Port, Standalone network capability | EVSIS | JC-9932-180-CT | DC Charger 180kW | DC | 180 | Dual port. CCS / NACS(Optional), OCPP 2.0.1 will be supported
Integra Energy | IEV-48SEL-G2 | IEV-48SEL-G2 | AC | 11.5 | Single port. | EverCharge | EV002-48,E800-1000-40A | EV02 | AC | 8.3 | Single Port, Standalone network capability | EVSIS | JC-9932-240-CT | DC Charger 240kW | DC | 240 | Dual port. CCS / NACS(Optional), OCPP 2.0.1 will be supported
Integra Energy | IEV-80SEL | IEV-80SEL | AC | 19.2 | Single port. | EverCharge | EV002-80,E800-1001 | EV02 | AC | 19.2 | Single Port, Standalone network capability | Gateway International 360 | GW-EV4400-360/XXX | GW-EV4400-360/XXX | DC | 360 | Power Cabinet. 1x CCS1 connector or 1x CHAdeMO connector. Vetted dispensers are DDWU362T0TE2PN- RW DDWU362T0TE2N7-RW, DDWU362V00E2N7-RW DDWU362U0UE2PN-RW, DDWU362U0UE2N7-RW, DDWU362K0TE2PN-RW, DDWU362K0TE2N7-RW, DDWU362K0UE2PN-RW, DDWU362K0UE2N7-RW, DDWU362G00E2PN-RW, DDWU362G00E2N7-RW, DDWU362K00E2PN-RW, DDWU362K00E2N7-RW, DDWU362U00E2PN-RW, DDWU362U00E2N7-RW, DDWU362T00E2PN-RW, DDWU362T00E2N7-RW, DDWU362V0UE2PN-RW, DDWU362V0UE2N7-RW, DDWU362V0KE2PN-RW, DDWU362V0KE2N7-RW, DDWU362V0TE2PN-RW, DDWU362V0TE2N7-RW, DDWU362V00E2PN-RW.
Integra Energy | IEV-80SEL-G2 | IEV-80SEL-G2 | AC | 19.2 | Single port. | EverCharge | EV002-80,E800-1001-40A | EV02 | AC | 8.3 | Single Port, Standalone network capability | InCharge | ICE-180 | ICE-180 | DC | 180 | 1x CCS1 connector 1x CHAdeMO connector NRTL listed as Shenzhen InfyPower : EXP180K2-FD-UU2 & EXP180K2-FS-U2
IoTecha | CCS-ACL2 / CCS-C80A | CCS-C80A-xxyyy | AC | 19.2 | Single Port. xx - cable length (15 or 25ft) yyy - LTE option | EVPassport | Rosa Charger | Rosa | AC | 11 | Single Port, Standalone network capability | Integra Energy | IEV/D360/SXXX | IEV/D360/SXXX | DC | 360 | Power Cabinet. 1x CCS1 connector or 1x CHAdeMO connector. Vetted dispensers are DDWU362T0TE2PN- RW DDWU362T0TE2N7-RW, DDWU362V00E2N7-RW DDWU362U0UE2PN-RW, DDWU362U0UE2N7-RW, DDWU362K0TE2PN-RW, DDWU362K0TE2N7-RW, DDWU362K0UE2PN-RW, DDWU362K0UE2N7-RW, DDWU362G00E2PN-RW, DDWU362G00E2N7-RW, DDWU362K00E2PN-RW, DDWU362K00E2N7-RW, DDWU362U00E2PN-RW, DDWU362U00E2N7-RW, DDWU362T00E2PN-RW, DDWU362T00E2N7-RW, DDWU362V0UE2PN-RW, DDWU362V0UE2N7-RW, DDWU362V0KE2PN-RW, DDWU362V0KE2N7-RW, DDWU362V0TE2PN-RW, DDWU362V0TE2N7-RW, DDWU362V00E2PN-RW.
IoTecha | CCS-ACL2-40 / CCS-C40A | CCS-ACL2-40 / CCS-C40A | AC | 8.3 | Single Port. xx - cable length (15 or 25ft) yyy - LTE option | FractalEV | FR-802E1DRNAK | FR-80 (ISO) | AC | 19.2 | Single port | Loop Global | EVS-FLASH-300-D01 | Infinity Flash (with screen) | DC | 300 | Dual port with screen. Power cabinet required: EVS-FLASH- 360-PC01
IoTecha | CCS-C80C | CCS-C80C-xxyyy | AC | 19.2 | Single Port. xx - cable length (15 or 25ft) yyy - LTE option | FractalEV | FR-482E1DRNAK | FR-48 (ISO) | AC | 11.5 | Single port | Loop Global | EVS-FLASH-300-D01-150 | Infinity Flash (with screen)(derated) | DC | 150 | 150kW max per port
It's Electric Inc. | Brooklyn-718 | Brooklyn-718 | AC | 7.68 | Single port. Paired with SWTCH network | Free2Move | E21CA180Dx | 48A Charger | AC | 11 | Single Port, Standalone network capability; OCA Full and Security certificates under software version V1.00 | Loop Global | EVS-FLASH-300-D02 | Infinity Flash (without screen) | DC | 300 | Dual port without screen. Power cabinet required: EVS-FLASH- 360-PC01
IXP, LLC | IXP-E48 | IXP-E48 | AC | 11.5 | 0 | Free2Move | E21CH012## | 0 | AC | 11 | Single Port, Standalone network capability; OCA Full and Security certificates under software version V1.00 | Loop Global | EVS-FLASH-300-D02-150 | Infinity Flash (without screen)(derated) | DC | 150 | 150kW max per port
IXP, LLC | IXP-E80 | IXP-E80 | AC | 19.2 | EV Charger, 80 Amp, Level 2, 4G Module, ISO 15118 compliant, Credit Card Reader, Commercial, Gen 2, Orange | Free2Move | E21CH019Dx | 80A Charger | AC | 19.1 | Single Port, Standalone network capability | Lynkwell | LW141-DC160 | LW141-DC160 | DC | 160 | Single or dual port
LEDVANCE LLC | 75899 | EVC/48A/LVL2/C2/OR | AC | 11.5 | EV Charger, 48 Amp, Level 2, Commercial, Gen 2, Orange | Gateway International 360 | GW-EV75/XXX | GW-EV75/XXX | AC | 11.5 | Single port. | Lynkwell | LW141-DC180 | LW141-DC180 | DC | 180 | Single or dual port
LEDVANCE LLC | 75905 | EVC/48A/LVL2/4G/C2/OR | AC | 11.5 | EV Charger, 48Amp, Level 2, 4G Module, Commercial, Gen 2, Orange | Generac Power Systems | PUP3-U-1-6-C-GC2 | 48A Level 2 Pro | AC | 11.5 | # is a hold for cable length, connector type, power supply version, custom, and color. Payment terminal requirements aren't met by charger independently. We do allow integration with EVSP that have cloud-to-cloud integrations with payment terminals or kiosks. Examples can be provided. | Lynkwell | LW141-DC240 | LW141-DC240 | DC | 240 | Single or dual port
LEDVANCE LLC | 75900 | EVC/48A/LVL2/ISO/C2/OR | AC | 11.5 | EV Charger, 48 Amp, Level 2, ISO 15118 compliant, Commercial, Gen 2, Orange | InCharge | EX-1193-1 | 0 | AC | 19.2 | Single Port NRTL Listed as EX-1193-1 | Lynkwell | LW301-DC200 | LW301-DC200 | DC | 200 | Single port.
LEDVANCE LLC | 75906 | EVC/48A/LVL2/4G/ISO/C2/OR | AC | 11.5 | EV Charger, 48 Amp, Level 2, 4G Module, ISO 15118 compliant, Commercial, Gen 2, Orange | Integra Energy | IEV-48SEL | IEV-48SEL | AC | 11.5 | Single port. | Lynkwell | LW301-DC320 | LW301-DC320 | DC | 320 | Dual port.
LEDVANCE LLC | 75901 | EVC/48A/LVL2/ISO/CC/C2/OR | AC | 11.5 | EV Charger, 48 Amp, Level 2, ISO 15118 compliant, Credit Card Reader, Commercial, Gen 2, Orange | Integra Energy | IEV-48SEL-G2 | IEV-48SEL-G2 | AC | 11.5 | Single port. | Nuvve | TP-180DC-V1G-H1-C, TP-180DC-V1G-H1-N, TP-180DC-V1G-H2-CC, TP-180DC-V1G-H2-NN, TP-180DC-V1G-H2-NC, TP-180DC-V1G-H1-C-BA, TP-180DC-V1G-H1-N-BA, TP-180DC-V1G-H2-CC-BA, TP-180DC-V1G-H2-NN-BA, TP-180DC-V1G-H2-NC-BA | EVSE Nuvve DCFC 180kW Smart Charging Station (Single or Dual Port, CCS1 or NACS, Power Sharing, non-BABA or BABA) | DC | 180 | Dual port. Can be configured with: 2x CCS, 2x NACS, 2x CHAdeMO, 1x CCS + 1x NACS, 1x CCS + 1x CHAdeMO
LEDVANCE LLC | 75927 | EVC/48A/LVL2/4G/CC/C2/OR | AC | 11.5 | EV Charger, 48 Amp, Level 2, 4G Module, Credit Card Reader, Commercial, Gen 2, Orange | Integra Energy | IEV-80SEL | IEV-80SEL | AC | 19.2 | Single port. | Nuvve | TP-300HPDC-V1G-H1-C, TP-300HPDC-V1G-H1-N, TP-300HPDC-V1G-H2-CC, TP-300HPDC-V1G-H2-NN, TP-300HPDC-V1G-H2-NC, TP-300HPDC-V1G-H1-C-BA, TP-300HPDC-V1G-H1-N-BA, TP-300HPDC-V1G-H2-CC-BA, TP-300HPDC-V1G-H2-NN-BA, TP-300HPDC-V1G-H2-NC-BA | EVSE Nuvve DCFC 300kW Smart Charging Station (Single or Dual Port, CCS1 or NACS, Power Sharing, non-BABA or BABA) | DC | 300 | Dual Port, either 2x CCS or 1x CCS + 1x CHAdeMO
LEDVANCE LLC | 75907 | EVC/48A/LVL2/4G/ISO/CC/C2/OR | AC | 11.5 | EV Charger, 48 Amp, Level 2, 4G Module, ISO 15118 compliant, Credit Card Reader, Commercial, Gen 2, Orange | Integra Energy | IEV-80SEL-G2 | IEV-80SEL-G2 | AC | 19.2 | Single port. | Sinexcel | SEC1000/160Y-H-U； SEC1000/160Y-T-U； SEC1000/160Y-HH-U； SEC1000/160Y-TT-U； SEC1000/160Y-HT-U； SEC1000/120Y-H-U； SEC1000/120Y-T-U； SEC1000/120Y-HH-U； SEC1000/120Y-TT-U； SEC1000/120Y-HT-U； SEC1000/60Y-C-U； SEC1000/60Y-S-U； SEC1000/60Y-CC-U； SEC1000/60Y-SS-U； SEC1000/60Y-SC-U； | SEC160 | DC | 160 | Output range:200V-1000V efficiency:Up to 96% Full certification User-friendly ADA Multiple payment methods Support for customization PLUG& CHARGE Hardware 15118-Ready Can Output 350A CCS1 boost 500A NACS boost 400A
LEDVANCE LLC | 75902 | EVC/80A/LVL2/C2/OR | AC | 19.2 | EV Charger, 80 Amp, Level 2, Commercial, Gen 2, Orange | IoTecha | CCS-ACL2 / CCS-C80A | CCS-C80A-xxyyy | AC | 19.2 | Single Port. xx - cable length (15 or 25ft) yyy - LTE option | Sinexcel | SEC1000/240Y-H-U SEC1000/240Y-HH-U SEC1000/240Y-HJ-U SEC1000/240Y-T-U SEC1000/240Y-HT-U SEC1000/240Y-TJ-U SEC1000/240Y-TT-U | SEC 240 | DC | 240 | Output range:200V-1000V efficiency:Up to 96% Full certification User-friendly ADA Multiple payment methods Support for customization PLUG& CHARGE Hardware 15118-Ready Can Output 350A CCS1 boost 500A NACS boost 400A
LEDVANCE LLC | 75915 | EVC/80A/LVL2/4G/C2/OR | AC | 19.2 | EV Charger, 80 Amp, Level 2, 4G Module, Commercial, Gen 2, Orange | IoTecha | CCS-ACL2-40 / CCS-C40A | CCS-ACL2-40 / CCS-C40A | AC | 8.3 | Single Port. xx - cable length (15 or 25ft) yyy - LTE option | StarCharge | DC3200AN147XYZ/ DC2800AN147XYZ/ DC2400AN147XYZ/ DC1800AN147XYZ/ DC1500AN147XYZ/ DC1200AN147XYZ | Titan 320kW | DC | 320 | Dual port.
LEDVANCE LLC | 74903 | EVC/80A/LVL2/ISO/C2/OR | AC | 19.2 | EV Charger, 80 Amp, Level 2, ISO 15118 compliant, Commercial, Gen 2, Orange | IoTecha | CCS-C80C | CCS-C80C-xxyyy | AC | 19.2 | Single Port. xx - cable length (15 or 25ft) yyy - LTE option | TECO-Westinghouse | DOWU362 | Nexe VersaCharge 120kW | DC | 360 | Power Cabinet. 1x CCS1 connector or 1x CHAdeMO connector. Vetted dispensers are DDWU362T0TE2PN- RW DDWU362T0TE2N7-RW, DDWU362V00E2N7-RW DDWU362U0UE2PN-RW, DDWU362U0UE2N7-RW, DDWU362K0TE2PN-RW, DDWU362K0TE2N7-RW, DDWU362K0UE2PN-RW, DDWU362K0UE2N7-RW, DDWU362G00E2PN-RW, DDWU362G00E2N7-RW, DDWU362K00E2PN-RW, DDWU362K00E2N7-RW, DDWU362U00E2PN-RW, DDWU362U00E2N7-RW, DDWU362T00E2PN-RW, DDWU362T00E2N7-RW, DDWU362V0UE2PN-RW, DDWU362V0UE2N7-RW, DDWU362V0KE2PN-RW, DDWU362V0KE2N7-RW, DDWU362V0TE2PN-RW, DDWU362V0TE2N7-RW, DDWU362V00E2PN-RW.
LEDVANCE LLC | 75925 | EVC/80A/LVL2/4G/ISO/C2/OR | AC | 19.2 | EV Charger, 80 Amp, Level 2, 4G Module, ISO 15118 compliant, Commercial, Gen 2, Orange | It's Electric Inc. | Brooklyn-718 | Brooklyn-718 | AC | 7.68 | Single port. Paired with SWTCH network | Tellus Power | TP-EVPD-180kW (TP5-180-480) | 0 | DC | 180 | Dual Port ; either 2 x CCS or 1x CCS + 1x CHAdeMO or or 1x CCS + 1x NACS or 2 x NACS
LEDVANCE LLC | 75904 | EVC/80A/LVL2/ISO/CC/C2/OR | AC | 19.2 | EV Charger, 80 Amp, Level 2, ISO 15118 compliant, Credit Card Reader, Commercial, Gen 2, Orange | IXP, LLC | IXP-E48 | IXP-E48 | AC | 11.5 | 0 | Tellus Power | TP-EVPD-300kW (TP5-300-480) | 0 | DC | 300 | Dual Port ; either 2 x CCS or 1x CCS + 1x CHAdeMO or or 1x CCS + 1x NACS or 2 x NACS
LEDVANCE LLC | 75928 | EVC/80A/LVL2/4G/CC/C2/OR | AC | 19.2 | EV Charger, 80 Amp, Level 2, 4G Module, Credit Card Reader, Commercial, Gen 2, Orange | IXP, LLC | IXP-E80 | IXP-E80 | AC | 19.2 | EV Charger, 80 Amp, Level 2, 4G Module, ISO 15118 compliant, Credit Card Reader, Commercial, Gen 2, Orange | Tesla | 1450758 | SuperCharger V3 Cabinet | DC | 387 | Up to 4 ports
LEDVANCE LLC | 75926 | EVC/80A/LVL2/4G/ISO/CC/C2/OR | AC | 19.2 | EV Charger, 80 Amp, Level 2, 4G Module, ISO 15118 compliant, Credit Card Reader, Commercial, Gen 2, Orange | LEDVANCE LLC | 75899 | EVC/48A/LVL2/C2/OR | AC | 11.5 | EV Charger, 48 Amp, Level 2, Commercial, Gen 2, Orange | Tesla | 1732843 | SuperCharger V4 Post | DC | 250 | Single port
Loop Global | EVS-32A-L2-001 | EV-Flex LITE | AC | 7.68 | SAE J1772, Standalone network capability | LEDVANCE LLC | 75905 | EVC/48A/LVL2/4G/C2/OR | AC | 11.5 | EV Charger, 48Amp, Level 2, 4G Module, Commercial, Gen 2, Orange | XCharge | C6AM150XX | C6AM150XX | DC | 150 | Standalone DCFC, no HPC needed, runs off its own power
Loop Global | EVS-32A-L2-002 | EV-Flex LITE | AC | 7.68 | SAE J1772, Standalone network capability | LEDVANCE LLC | 75900 | EVC/48A/LVL2/ISO/C2/OR | AC | 11.5 | EV Charger, 48 Amp, Level 2, ISO 15118 compliant, Commercial, Gen 2, Orange | Xcharge | C7AM-240-CC / C7AM-240-LQ- CC | C7AM | DC | 240 | Dual port DCFC (up to 400kW), available with both CCS1 and NACS (liquid or air cooled cable)
Loop Global | EVS-80A-L2-001 | EV-Fleet | AC | 19.2 | SAE J1772, Standalone network capability | LEDVANCE LLC | 75906 | EVC/48A/LVL2/4G/ISO/C2/OR | AC | 11.5 | EV Charger, 48 Amp, Level 2, 4G Module, ISO 15118 compliant, Commercial, Gen 2, Orange | Xcharge | C7AM-280-CC / C7AM-280-LQ-CC | C7AM | DC | 280 | Dual port DCFC (up to 400kW), available with both CCS1 and NACS (liquid or air cooled cable)
Loop Global | EVS-80A-L2-002 | EV-Fleet | AC | 19.2 | SAE J1772, Standalone network capability | LEDVANCE LLC | 75901 | EVC/48A/LVL2/ISO/CC/C2/OR | AC | 11.5 | EV Charger, 48 Amp, Level 2, ISO 15118 compliant, Credit Card Reader, Commercial, Gen 2, Orange | Xcharge | C7AM-320-CC / C7AM-320-LQ-CC | C7AM | DC | 320 | Dual port DCFC (up to 400kW), available with both CCS1 and NACS (liquid or air cooled cable)
Lynkwell | LW141-AC50 | LW141-AC50 | AC | 12 | Single Port ; OCPP Full Certificate with software version V1.13.97 | LEDVANCE LLC | 75927 | EVC/48A/LVL2/4G/CC/C2/OR | AC | 11.5 | EV Charger, 48 Amp, Level 2, 4G Module, Credit Card Reader, Commercial, Gen 2, Orange | Xcharge | C7AM-360-CC / C7AM-360-LQ-CC | C7AM | DC | 360 | Dual port DCFC (up to 400kW), available with both CCS1 and NACS (liquid or air cooled cable)
Lynkwell | LW141-AC80 | LW141-AC80 | AC | 19.2 | Single port. | LEDVANCE LLC | 75907 | EVC/48A/LVL2/4G/ISO/CC/C2/OR | AC | 11.5 | EV Charger, 48 Amp, Level 2, 4G Module, ISO 15118 compliant, Credit Card Reader, Commercial, Gen 2, Orange | Zerova | DD3.0/3.5 Dispenser: DDWU362/DDWA362 | DO/DD Series: DD3.0/3.5 Dispenser | DC | 360 | 0
Noodoe | AC11P/ AC11P Exceed | 0 | AC | 11.5 | Single port. | LEDVANCE LLC | 75902 | EVC/80A/LVL2/C2/OR | AC | 19.2 | EV Charger, 80 Amp, Level 2, Commercial, Gen 2, Orange | Zerova | DO360: DOWU362/DOWA362 | DO/DD Series: DO360 | DC | 360 | Power Cabinet. 1x CCS1 connector or 1x CHAdeMO connector. Vetted dispensers are DDWU362T0TE2PN- RW DDWU362T0TE2N7-RW, DDWU362V00E2N7-RW DDWU362U0UE2PN-RW, DDWU362U0UE2N7-RW, DDWU362K0TE2PN-RW, DDWU362K0TE2N7-RW, DDWU362K0UE2PN-RW, DDWU362K0UE2N7-RW, DDWU362G00E2PN-RW, DDWU362G00E2N7-RW, DDWU362K00E2PN-RW, DDWU362K00E2N7-RW, DDWU362U00E2PN-RW, DDWU362U00E2N7-RW, DDWU362T00E2PN-RW, DDWU362T00E2N7-RW, DDWU362V0UE2PN-RW, DDWU362V0UE2N7-RW, DDWU362V0KE2PN-RW, DDWU362V0KE2N7-RW, DDWU362V0TE2PN-RW, DDWU362V0TE2N7-RW, DDWU362V00E2PN-RW.
OpConnect | IC80 | IC80 | AC | 19.2 | Single Port NRTL Listed as EX-1193-1 | LEDVANCE LLC | 75915 | EVC/80A/LVL2/4G/C2/OR | AC | 19.2 | EV Charger, 80 Amp, Level 2, 4G Module, Commercial, Gen 2, Orange | Zerova | DQWA242 | DQ240 | DC | 240 | Configurable to four or two cables
OpConnect | SC80 | SC80 | AC | 19.2 | Single Port NRTL Listed as EX-1193-3 | LEDVANCE LLC | 74903 | EVC/80A/LVL2/ISO/C2/OR | AC | 19.2 | EV Charger, 80 Amp, Level 2, ISO 15118 compliant, Commercial, Gen 2, Orange | Zerova | DS150: DSWU152/DSWA152 | DS Series: DS150 | DC | 150 | 1x CCS1 connector 1x CHAdeMO connector
QCharge123 | QAC2-BC | Commercial Charger | AC | 19.2 | Single or dual port. | LEDVANCE LLC | 75925 | EVC/80A/LVL2/4G/ISO/C2/OR | AC | 19.2 | EV Charger, 80 Amp, Level 2, 4G Module, ISO 15118 compliant, Commercial, Gen 2, Orange
QCharge123 | QAC2-BR | Residential/Low Commercial Charger | AC | 9.6 | Single port. | LEDVANCE LLC | 75904 | EVC/80A/LVL2/ISO/CC/C2/OR | AC | 19.2 | EV Charger, 80 Amp, Level 2, ISO 15118 compliant, Credit Card Reader, Commercial, Gen 2, Orange
SWTCH Energy | AXLU111001/48 | AX48 | AC | 11 | Single Port, Standalone network capability; OCA Full and Security certificates under software version V1.00 | LEDVANCE LLC | 75928 | EVC/80A/LVL2/4G/CC/C2/OR | AC | 19.2 | EV Charger, 80 Amp, Level 2, 4G Module, Credit Card Reader, Commercial, Gen 2, Orange
SWTCH Energy | AXLU191001/80 | AX80 | AC | 19.1 | Single Port, Standalone network capability | LEDVANCE LLC | 75926 | EVC/80A/LVL2/4G/ISO/CC/C2/OR | AC | 19.2 | EV Charger, 80 Amp, Level 2, 4G Module, ISO 15118 compliant, Credit Card Reader, Commercial, Gen 2, Orange
SWTCH Energy | EX-1193-1 | SWTCH Lite-On Platinum IC3 80A | AC | 19.2 | Single Port NRTL Listed as EX-1193-1 | LITE-ON | EX-1193-E | SC2 Plus 80A | AC | 19.2 | Single port.
SWTCH Energy | EX-1193-3 | SWTCH Lite-On Platinum SC3 80A | AC | 19.2 | Single Port NRTL Listed as EX-1193-3 | LITE-ON | EX-1193-H | IC2 80A POS | AC | 19.2 | Single port.
SWTCH Energy | IC3-32A-H-A | SWTCH Lite-On Platinum IC3 | AC | 7.6 | Single Port NRTL Listed as IC3-32A-H-A | LITE-ON | EX-1193-K | SC2 Plus 80A POS | AC | 19.2 | Single port.
SWTCH Energy | SC3-32A-H | SWTCH Lite-On Platinum SC3 | AC | 7.6 | Single Port NRTL Listed as SC3-32A-H | LITE-ON | EX-1193-M | IC2 80A | AC | 19.2 | Single port.
SWTCH Energy | EVH006-48 | Joint Tech 48A | AC | 11.5 | Single port. | LITE-ON | EX-1193-T | SC2 80A | AC | 19.2 | Single port.
TurnOnGreen | EVP1100-W/CPEVAC-11KW-J17-W EVP1100-WG/CPEVAC-11KW-J17-WG CPEVAC-11KW-S18-# | 0 | AC | 11.4 | Single Port | LITE-ON | W1-UC168-0MF1F0 | SC48A | AC | 11.52 | Single port.
Wallbox | PUP3-#-#-6-#-##-# | Pulsar Pro 48A | AC | 11.5 | # is a hold for cable length, connector type, power supply version, custom, and color. Payment terminal requirements aren't met by charger independently. We do allow integration with EVSP that have cloud-to-cloud integrations with payment terminals or kiosks. Examples can be provided. | LITE-ON | W1-UC168-0MF1F0 | ADV 48A | AC | 11.52 | Single port.
Xeal | A10L-25J1-3 | Xeal-32A | AC | 7.7 | Single port. | LITE-ON | W1-UC168-0MF1FR | ADV+ 48A | AC | 11.52 | Single port.
Xiamen Topstar Co., LTD | TSEA240V/32AUS | TSEA240V/##AUS | AC | 7.6 | Single port. | LITE-ON | W1-UC168-0MJ1EP | ADV+ 48A POS | AC | 11.52 | Single port.
Xiamen Topstar Co., LTD | TSEA240V/40AUS | TSEA240V/##AUS | AC | 9.6 | Single port. | LITE-ON | W1-UC168-0MK1ER | IC 48A | AC | 11.52 | Single port.
Xiamen Topstar Co., LTD | TSEA240V/48AUS | TSEA240V/##AUS | AC | 11.5 | Single port. | LITE-ON | W1-UC168-0ML1EP | IC 48A POS | AC | 11.52 | Single port.
Xiamen Topstar Co., LTD | TSEA240V/80AUS | TSEA240V/##AUS | AC | 19.2 | Single port. | Loop Global | EVS-32A-L2-001 | EV-Flex LITE | AC | 7.68 | SAE J1772, Standalone network capability
Xiamen Topstar Co., LTD | TSED240V/32A2US | TSED240V/##A2US | AC | 7.6 | Dual port. | Loop Global | EVS-32A-L2-002 | EV-Flex LITE | AC | 7.68 | SAE J1772, Standalone network capability
Xiamen Topstar Co., LTD | TSED240V/40A2US | TSED240V/##A2US | AC | 9.6 | Dual port. | Loop Global | EVS-80A-L2-001 | EV-Fleet | AC | 19.2 | SAE J1772, Standalone network capability
Xiamen Topstar Co., LTD | TSED240V/48A2US | TSED240V/##A2US | AC | 11.5 | Dual port. | Loop Global | EVS-80A-L2-002 | EV-Fleet | AC | 19.2 | SAE J1772, Standalone network capability
Xiamen Topstar Co., LTD | TSED240V/80A2US | TSED240V/##A2US | AC | 19.2 | Dual port. | Lynkwell | LW102-AC80-# | Xlynk | AC | 19.2 | Single port.
Zerova | AXLU111001/ AX48 | AX48 | AC | 11 | Single Port, Standalone network capability; OCA Full and Security certificates under software version V1.00 | Lynkwell | LW101-AC48 | Xlynk | AC | 11.5 | Single port.
Zerova | AXLU191001/ AX80 | AX80 | AC | 19.1 | Single Port, Standalone network capability | Lynkwell | LW141-AC50 | LW141-AC50 | AC | 12 | Single Port ; OCPP Full Certificate with software version V1.13.97
[6 empty] | Lynkwell | LW141-AC80 | LW141-AC80 | AC | 19.2 | Single port.
[6 empty] | Lynkwell | LW202-AC32 | LW202-AC32 | AC | 7.7 | Single port.
[6 empty] | Lynkwell | LW202-AC48 | LW202-AC48 | AC | 11.52 | Single port.
[6 empty] | Lynkwell | LW202-AC80 | LW202-AC80 | AC | 19.2 | Single port.
[6 empty] | Noodoe | AC11P/ AC11P Exceed | 0 | AC | 11.5 | Single port.
[6 empty] | OpConnect | IC80 | IC80 | AC | 19.2 | Single Port NRTL Listed as EX-1193-1
[6 empty] | OpConnect | OC-IC3-32AH | 0 | AC | 7.2 | Single Port, Standalone network capability
[6 empty] | OpConnect | OC-SC3-32AN | 0 | AC | 7.7 | Single Port, Standalone network capability
[6 empty] | OpConnect | SC80 | SC80 | AC | 19.2 | Single Port NRTL Listed as EX-1193-3
[6 empty] | QCharge123 | QAC2-BC | Commercial Charger | AC | 19.2 | Single or dual port.
[6 empty] | QCharge123 | QAC2-BR | Residential/Low Commercial Charger | AC | 9.6 | Single port.
[6 empty] | RAB Lighting Inc. | EVC48 | EVC48 | AC | 11 | Single Port, Standalone network capability; OCA Full and Security certificates under software version V1.00
[6 empty] | Siemens | 8EM13105HF141GA2 | VersiCharge AC 48A NTEP | AC | 11.5 | Single Port, Standalone network capability
[6 empty] | Siemens | 8EM13155HG141GA2 | VersiCharge Blue AC 48A NTEP | AC | 11.5 | Single Port, Standalone network capability
[6 empty] | Siemens | VersiCharge 11.5kW 8EM1310-5CF14-0GA0 | VersiCharge | AC | 11.5 | Single Port, Standalone network capability
[6 empty] | Siemens | VersiCharge 11.5kW 8EM1310-5CF14-1GA2 | VersiCharge | AC | 11.5 | Single Port, Standalone network capability
[6 empty] | Siemens | VersiCharge 11.5kW 8EM1312-5CF18-0FA3 | VersiCharge | AC | 11.5 | Single Port, Standalone network capability
[6 empty] | Siemens | VersiCharge 9.6kW 8EM1310-4CF14-0GA0 | VersiCharge | AC | 9.6 | Single Port, Standalone network capability
[6 empty] | Siemens | VersiCharge 9.6kW 8EM1310-4CF14-1GA2 | VersiCharge | AC | 9.6 | Single Port, Standalone network capability
[6 empty] | Siemens | VersiCharge 9.6kW 8EM1312-4CF18-0FA3 | VersiCharge | AC | 9.6 | Single Port, Standalone network capability
[6 empty] | SWTCH Energy | AXLU111001/48 | AX48 | AC | 11 | Single Port, Standalone network capability; OCA Full and Security certificates under software version V1.00
[6 empty] | SWTCH Energy | AXLU191001/80 | AX80 | AC | 19.1 | Single Port, Standalone network capability
[6 empty] | SWTCH Energy | EX-1193-1 | SWTCH Lite-On Platinum IC3 80A | AC | 19.2 | Single Port NRTL Listed as EX-1193-1
[6 empty] | SWTCH Energy | EX-1193-3 | SWTCH Lite-On Platinum SC3 80A | AC | 19.2 | Single Port NRTL Listed as EX-1193-3
[6 empty] | SWTCH Energy | IC3-32A-H-A | SWTCH Lite-On Platinum IC3 | AC | 7.6 | Single Port NRTL Listed as IC3-32A-H-A
[6 empty] | SWTCH Energy | SC3-32A-H | SWTCH Lite-On Platinum SC3 | AC | 7.6 | Single Port NRTL Listed as SC3-32A-H
[6 empty] | SWTCH Energy | EVH006-48 | Joint Tech 48A | AC | 11.5 | Single port.
[6 empty] | TurnOnGreen | EVP1100-W/CPEVAC-11KW-J17-W EVP1100-WG/CPEVAC-11KW-J17-WG CPEVAC-11KW-S18-# | 0 | AC | 11.4 | Single Port
[6 empty] | Wallbox | PUP3-#-#-6-#-##-# | Pulsar Pro 48A | AC | 11.5 | # is a hold for cable length, connector type, power supply version, custom, and color. Payment terminal requirements aren't met by charger independently. We do allow integration with EVSP that have cloud-to-cloud integrations with payment terminals or kiosks. Examples can be provided.
[6 empty] | Xeal | A10L-25J1-3 | Xeal-32A | AC | 7.7 | Single port.
[6 empty] | Xiamen Topstar Co., LTD | TSEA240V/32AUS | TSEA240V/##AUS | AC | 7.6 | Single port.
[6 empty] | Xiamen Topstar Co., LTD | TSEA240V/40AUS | TSEA240V/##AUS | AC | 9.6 | Single port.
[6 empty] | Xiamen Topstar Co., LTD | TSEA240V/48AUS | TSEA240V/##AUS | AC | 11.5 | Single port.
[6 empty] | Xiamen Topstar Co., LTD | TSEA240V/80AUS | TSEA240V/##AUS | AC | 19.2 | Single port.
[6 empty] | Xiamen Topstar Co., LTD | TSED240V/32A2US | TSED240V/##A2US | AC | 7.6 | Dual port.
[6 empty] | Xiamen Topstar Co., LTD | TSED240V/40A2US | TSED240V/##A2US | AC | 9.6 | Dual port.
[6 empty] | Xiamen Topstar Co., LTD | TSED240V/48A2US | TSED240V/##A2US | AC | 11.5 | Dual port.
[6 empty] | Xiamen Topstar Co., LTD | TSED240V/80A2US | TSED240V/##A2US | AC | 19.2 | Dual port.
[6 empty] | Zerova | AXLU111001/ AX48 | AX48 | AC | 11 | Single Port, Standalone network capability; OCA Full and Security certificates under software version V1.00
[6 empty] | Zerova | AXLU191001/ AX80 | AX80 | AC | 19.1 | Single Port, Standalone network capability

## Criteria List
Criterion Definitions
Updated February 6, 2026
This sheet defines each criteria evaluated in the Vetted Product List. Each section has its own numbered criteria and is grouped with similar technical criterion. Color schemes match those shown in the VPL. Some items have a different qualification criterion for AC vs. DC charging. A suffix of (AC) or (DC) is used to identify these differences.
CRITERIA LISTS:
Category | # | Qualification | Description | Vetting Method/Notes | Applicable Categories | General Requirements (Non-Networked): | General Requirements (Network Capable): | General Requirements (Fully Networked): | ComEd: | Eversource CT (AC): | Eversource CT (DC): | Georgia Power (GPC): | Joint Utilities of NY: | Massachusetts (AC): | Massachusetts (DC): | NYSERDA: | Oregon Department of Transportation (AC): | Oregon Department of Transportation (Networks, less than 4 ports): | Oregon Department of Transportation (Networks, more than 4 ports): | Pacific Gas & Electric - EV Fleet: | PacifiCorp- Residential | PacifiCorp - Commercial (AC) | PacifiCorp - Commercial (DC) | PacifiCorp - Fleet (AC) | PacifiCorp - Fleet (DC) | PacifiCorp - Networks (Fleet) | PacifiCorp - Networks (Commercial) | Portland General Electric - AC | Portland General Electric - DC | Portland General Electric - Networks | PSEG-LI (AC) | PSEG-LI (Networks) | Salt River Project (AC): | Salt River Project (DC): | Seattle City Light (AC) | Seattle City Light (DC) | Seattle City Light (Networks) | Southern California Edison (SCE) Charge Ready Light Duty: | Southern California Edison (SCE) Charge Ready Transport: | San Diego Gas & Electric - Power Your Drive (Light Duty): | San Diego Gas & Electric - Power Your Drive (Fleet): | National Electric Vehicle Infrastructure (NEVI) - AC Charging: | NEVI - DC Charging at Alternative Fuel Corridor (AFC) Sites: | NEVI - DC Charging at Non-AFC Sites:
EVSE Electrical [For all EVSE] | 1-1(AC) | Safety requirements - Listing for AC Charging | Unit listed by qualified Nationally Recognized Test Lab (NRTL) to UL 2594; will include other UL standards as prescribed by the NRTL; to support criteria 1-3, certification to UL 2231-1 and UL 2231-2 is required; other standards likely to be referenced: UL 1998, UL 2251 | Vendor Documentation. Vendor to provide name of NRTL used and a copy of the Certificate of Compliance. Proprietary information should not be included in the provided materials. The information should include a list of the UL standards used to vet the product and models covered by the listing. For Batch listed products, information must include serial number range or other product marking data that indicates equipment that falls under the batch listing. Field listing of equipment is not recognized in this process since it seeks to pre-qualify equipment. (applies to EVSE hardware only) | Non-Networked EVSE Network Capable EVSE Fully Networked EVSE AC ONLY | 1 | 1 | 1 | 2 | 2 |  | 2 | 2 | 2 |  | 2 | 2 |  |  | 2 | 2 | 2 |  | 2 |  |  |  | 2 |  |  | 2 |  | 2 |  | 2 |  |  | 2 | 2 | 2 | 2 | 2
| 1-1(DC) | Safety requirements - Listing for DC Charging | Unit must be listed by qualified Nationally Recognized Test Lab (NRTL) to UL 2202 ; will include other UL standards as prescribed by the NRTL; to support criteria 1-3, certification to UL 2231-1 and UL 2231-2 is required; other standards likely to be referenced: UL 1998, UL 2251 | Vendor Documentation. Vendor to provide name of NRTL used and a copy of the Certificate of Compliance. Proprietary information should not be included in the provided materials. The information should include a list of the UL standards used to vet the product and models covered by the listing. For Batch listed products, information must include serial number range or other product marking data that indicates equipment that falls under the batch listing. Field listing of equipment is not recognized in this process since it seeks to pre-qualify equipment. (applies to EVSE hardware only) | Non-Networked EVSE Network Capable EVSE Fully Networked EVSE DC ONLY | 1 | 1 | 1 | 2 |  | 2 | 2 | 2 |  | 2 | 2 |  |  |  | 2 |  |  | 2 |  | 2 |  |  |  | 2 |  |  |  |  | 2 |  | 2 |  | 2 | 2 |  | 2 |  | 2 | 2
| 1-1(WR) | Safety requirements - Listing for Wireless Charging | Unit must be listed by qualified Nationally Recognized Test Lab (NRTL) to UL 2750 ; will include other UL standards as prescribed by the NRTL. | Vendor Documentation. Vendor to provide name of NRTL used and a copy of the Certificate of Compliance. Proprietary information should not be included in the provided materials. The information should include a list of the UL standards used to vet the product and models covered by the listing. For Batch listed products, information must include serial number range or other product marking data that indicates equipment that falls under the batch listing. Field listing of equipment is not recognized in this process since it seeks to pre-qualify equipment. (applies to EVSE hardware only) | Non-Networked EVSE Network Capable EVSE Fully Networked EVSE Wireless ONLY | [6 empty] | 2 | [16 empty] | 2
| 1-2A(AC) | Connector and charging interface standard | EVSE charging interface compliant with SAE J1772 | Vendor to attest that equipment has been tested with a minimum of 10 different makes (automotive brands) of plug-in electric vehicles. (applies to EVSE hardware only) | Non-Networked EVSE Network Capable EVSE Fully Networked EVSE AC ONLY | 1 | 1 | 1 |  | 1 | [6 empty] | 1 |  |  | 1 | 1 | 1 |  | 1 |  |  |  | 1 |  |  | 1 |  | 1 |  | 1 |  |  | 1 | 1 | 1 | 1 | 1
| 1-2B(AC) | Connector and charging interface standard | EVSE charging interface compliant with SAE J3068 | Vendor to attest to compliance. (applies to EVSE hardware only) | Non-Networked EVSE Network Capable EVSE Fully Networked EVSE AC ONLY
| 1-2C(AC) | Connector and charging interface standard | EVSE charging interface compliant with SAE J3400 | Vendor to attest to compliance. (applies to EVSE hardware only) | Non-Networked EVSE Network Capable EVSE Fully Networked EVSE AC ONLY | [11 empty] | 1 | [13 empty] | 1
| 1-2A(DC) | Connector and charging interface standard | EVSE charging interface compliant with SAE J1772 CCS interface | For SAE J1772 CCS interface: Vendor to attest that each port type offered by equipment has been tested with a minimum of 5 different makes (automotive brands) of plug-in electric vehicles. (applies to EVSE hardware only) | Non-Networked EVSE Network Capable EVSE Fully Networked EVSE DC ONLY | 1 | 1 | 1 |  |  | 1 |  |  |  | 1 |  |  |  |  | 1 |  |  | 1 |  | 1 |  |  |  | 1 |  |  |  |  | 1 |  | 1 |  | 1 | 1 | 1 | 1 |  | 1 | 1
| 1-2B(DC) | Connector and charging interface standard | EVSE charging interface must be compliant with CHAdeMO | For CHAdeMO interface: Vendor documentation showing CHAdeMO Alliance certification of interface. (applies to EVSE hardware only) | Non-Networked EVSE Network Capable EVSE Fully Networked EVSE DC ONLY | [23 empty] | 1 | [6 empty] | 1
| 1-2C(DC) | Connector and charging interface standard | EVSE charging interface compliant with SAE J3400 | Vendor to attest to compliance. (applies to EVSE hardware only) | Non-Networked EVSE Network Capable EVSE Fully Networked EVSE DC ONLY | [17 empty] | 1 |  | 1 | [10 empty] | 1
| 1-2D(DC) | Connector and charging interface standard | EVSE charging interface compliant with SAE J3105 | Vendor to attest to compliance. (applies to EVSE hardware only) | Non-Networked EVSE Network Capable EVSE Fully Networked EVSE DC ONLY | [17 empty] | 1 |  | 1
| 1-2A(WR) | Charging interface standard | EVSE charging interface compliant with SAE J2954 | Vendor to attest to compliance. (applies to EVSE hardware only) | Non-Networked EVSE Network Capable EVSE Fully Networked EVSE Wireless ONLY
| 1-2B(WR) | Charging interface standard | EVSE charging interface compliant with SAE J2954-2 | Vendor to attest to compliance. (applies to EVSE hardware only) | Non-Networked EVSE Network Capable EVSE Fully Networked EVSE Wireless ONLY
| 1-3(AC) | Power quality criteria | EVSE must be compliant with applicable portions of SAE J2894/1 based on testing as described in SAE J2894/2. | Vendor to attest compliance with these elements of SAE J2894/1: J2894/1 section 5.1: Capable of operation over Voltage range: 90% - 110% of nominal J2894/1 section 5.2: Voltage swell: 175% half cycle; 125% of nominal for 3 sec J2894/1 section 5.4: Voltage (sag depth) 20%, 2s; 100%, 12 cycles (200ms); where 100% means 0Vac J2894/1 section 5.7: Frequency variation: +/-2% of nominal (applies to EVSE hardware only) | Non-Networked EVSE Network Capable EVSE Fully Networked EVSE AC ONLY | 1 | 1 | 1 |  | 1 | [9 empty] | 1 | 1 | 1 |  | 1 | [8 empty] | 1 |  |  |  |  | 1 | 1 | 1 | 1
| 1-3(DC) | Power quality criteria | EVSE must be compliant with applicable portions of SAE J2894/1 based on testing as described in SAE J2894/2. | Vendor to attest to compliance with these elements of SAE J2894/1: J2984/1 section 4.1: Power factor – minimum 95% J2894/1 section 4.2: Power conversion efficiency – tabular list in J2894 J2984/1 section 4.4: Total Demand Distortion – reference IEEE 519 J2984/1 section 4.5: Current Distortion at Each Harmonic Voltage swell: 175% half cycle; 125% of nominal for 3 sec J2894/1 section 5.1: Capable of operation over Voltage range: 90% - 110% of nominal J2894/1 section 5.2: Voltage swell: 175% half cycle; 125% of nominal for 3 sec J2894/1 section 5.4: Voltage (sag depth) 20%, 2s; 100%, 12 cycles (200ms); where 100% means 0Vac (applies to EVSE hardware only) | Non-Networked EVSE Network Capable EVSE Fully Networked EVSE DC ONLY | 1 | 1 | 1 |  |  | 1 | [8 empty] | 1 |  |  | 1 |  | 1 |  |  |  | 1 |  |  |  |  | 1 |  |  |  | 1 | 1 |  | 1
| 1-3(WR) | Power quality criteria | Wireless charging requirements have not been included in SAE J2894. | Not being evaluated. SAE J2894 does not include wireless at this time. | NOTE: Will not be evaluated until SAE J2894 includes wireless charging.
| 1-4A | RF emissions/susceptibility requirements | Compliance with Federal Communications Commission (FCC) Part 15; Code of Federal Regulations, Title 47, Part 15 (47 CFR 15) | Vendor documentation (that EVSE meets requirements). Must show compliance or identify listing in FCC database. | Non-Networked EVSE Network Capable EVSE Fully Networked EVSE | 1 | 1 | 1 | [6 empty] | 2 | [5 empty] | 2 | 2 | 2 | 2 | 2 |  |  | 2 | 2 |  | 2
| 1-4B | RF emissions/susceptibility requirements (Part 15 Class B) | Compliance with Federal Communications Commission (FCC) Part 15; Code of Federal Regulations, Title 47, Part 15 Class B (47 CFR 15) | Vendor documentation (that EVSE meets requirements). Must show compliance or identify listing in FCC database. | Non-Networked EVSE Network Capable EVSE Fully Networked EVSE
| 1-5 | Energy Efficiency – Energy Star Compliant | Environmental Protection Association (EPA) EnergyStar for EVSE; EPA program related to energy efficiency of end use products; reference current EnergyStar EVSE document | Vendor documentation (that EVSE meets requirements). EPRI to verify EVSE is listed on EPA EnergyStar website. | Non-Networked EVSE Network Capable EVSE Fully Networked EVSE |  |  |  | 2 | [6 empty] | 2 | 2 |  |  |  | 2 |  |  |  | 2 | [5 empty] | 2
| 1-6 | Energy Metering | Energy metering is Type Evaluated under NIST Handbook 44 requirements. National Type Evaluation Program (NTEP) or California Type Evaluation Program (CTEP). | Vendor documentation (that EVSE meets requirements). EPRI will verify listing with National Type Evaluation Program (NTEP) or California Type Evaluation Program (CTEP). | Non-Networked EVSE Network Capable EVSE Fully Networked EVSE | [10 empty] | 2
EVSE Physical [For all EVSE] | 2-1 | Suitable for Outdoor Application | Enclosure rating suitable for outdoor application. This would be a rating of NEMA 3R or better. | Vendor to attest to compliance (that EVSE meets requirements). (UL certification should include outdoor application). | Non-Networked EVSE Network Capable EVSE Fully Networked EVSE Includes Adapters | 1 | 1 | 1 | [6 empty] | 1 | 1 | 1 |  |  | 1 | 1 | 1 | 1 | 1 | 1 |  |  | 1 | 1 |  | 1 |  | 1 | 1 |  |  |  | 1 | 1 | 1 | 1
| 2-2(AC) | Operating Temperature Range | Equipment must be capable of normal operation over the temperature of -22°F to 104°F (-30°C to 40°C) (from UL 2594). | Vendor to attest to compliance . | Non-Networked EVSE Network Capable EVSE Fully Networked EVSE AC ONLY Includes AC Adapters | 1 | 1 | 1 | [8 empty] | 1 |  |  |  | 1 | 1 |  | 1 |  |  |  | 1 |  |  | 1 |  | 1 | 1 | [7 empty] | 1
| 2-2(DC) | Operating Temperature Range | Equipment must be capable of normal operation at up to 104°F (40°C) (from UL 2202). NOTE: UL 2202 does not specify a lower operating temperature requirement. | Vendor to attest to compliance. | Non-Networked EVSE Network Capable EVSE Fully Networked EVSE DC ONLY Includes DC Adapters | 1 | 1 | 1 | [14 empty] | 1 |  | 1 |  |  |  | 1 | [13 empty] | 1 | 1
| 2-2(WR) | Operating Temperature Range | Need to establish an accepted temperature range. | Not evaluated. (UL 2750 does not specify a temperature range for normal operation). | N/A
| 2-3 | American With Disabilities Act (ADA) | Must be capable of being installed in compliance with ADA requirements. | Vendor to attest to compliance (that EVSE meets requirements). Equipment must have capability to be installed in compliance with ADA requirements. | Non-Networked EVSE Network Capable EVSE Fully Networked EVSE | 1 | 1 | 1 | [6 empty] | 1 |  |  |  |  | 1 | 1 | 1 | 1 | 1 | 1 |  |  | 1 | 1 |  |  |  | 1 | 1 |  |  |  | 1 | 1 | 1 | 1 | 1 | 1 | 1
| 2-4 | Hardwired Installation Support | EVSE supports hardwired installation | Vendor to attest to compliance. | Non-Networked EVSE Network Capable EVSE Fully Networked EVSE | [15 empty] | 1 | 1 | 1 | 1 | 1 | [5 empty] | 1
| 2-5 | Fixed-in-place Installation Support | EVSE supports fixed-in-place installation (floor/ground/ceiling/wall). | Vendor to attest to compliance. | Non-Networked EVSE Network Capable EVSE Fully Networked EVSE | [25 empty] | 1
| 2-6 | Permanently Attached Output Cable | EVSE has a permanently attached charging cable/plug (at output). | Vendor to attest to compliance. | Non-Networked EVSE Network Capable EVSE Fully Networked EVSE | [25 empty] | 1
| 2-7A | Minimum Warranty Term | Product has a 1 year warranty. | Vendor to attest to compliance. | Non-Networked EVSE Network Capable EVSE Fully Networked EVSE Includes Adapters
| 2-7B | Minimum Warranty Term | Product has a 2 year warranty. | Vendor to attest to compliance. | Non-Networked EVSE Network Capable EVSE Fully Networked EVSE Includes Adapters | [11 empty] | 1
| 2-7C | Minimum Warranty Term | Product has a 3 year warranty. | Vendor to attest to compliance. | Non-Networked EVSE Network Capable EVSE Fully Networked EVSE Includes Adapters
| 2-7D | Minimum Warranty Term | A 5-year product warranty is available. | Vendor to attest to compliance. | Non-Networked EVSE Network Capable EVSE Fully Networked EVSE Includes Adapters
| 2-8 | Intended Use: Commercial | This EVSE is inteded for commercial use. | Vendor to attest to compliance. | Non-Networked EVSE Network Capable EVSE Fully Networked EVSE
| 2-8 | Intended Use: Residential | This EVSE is inteded for residential use. | Vendor to attest to compliance. | Non-Networked EVSE Network Capable EVSE Fully Networked EVSE
EVSE Network Capability [For Network Capable and Fully Networked EVSE] | 3-1A | EVSE to Network Communications - Protocol | EVSE operates with and is compliant with the Open Charge Alliance Open Charge Point Protocol, Version 1.6 | Vendor to attest to compliance (that EVSE meets requirements). | Network Capable EVSE Fully Networked EVSE
| 3-1B | EVSE to Network Communications - Protocol | EVSE has completed certification with the Open Charge Alliance for Subset Certificate OCPP 1.6 | Vendor documentation (that EVSE meets requirements). EPRI will verify listing of EVSE product on Open Charge Alliance product certification listing. | Network Capable EVSE Fully Networked EVSE
| 3-1C | EVSE to Network Communications - Protocol | EVSE has completed certification with the Open Charge Alliance for Full Certificate OCPP 1.6 | Vendor documentation (that EVSE meets requirements). EPRI will verify listing of EVSE product on Open Charge Alliance product certification listing. | Network Capable EVSE Fully Networked EVSE
| 3-1D | EVSE to Network Communications - Protocol | EVSE has completed certification with the Open Charge Alliance for Security Certificate OCPP 1.6 | Vendor documentation (that EVSE meets requirements). EPRI will verify listing of EVSE product on Open Charge Alliance product certification listing. | Network Capable EVSE Fully Networked EVSE
| 3-1E | EVSE to Network Communications - Protocol | EVSE is capable of being operated with the Open Charge Alliance Open Charge Point Protocol, Version 1.6 | Vendor to attest to compliance (that EVSE meets requirements). This is considered verified if any of 3-1A to 3-1D are verified. | Network Capable EVSE Fully Networked EVSE |  | 1 | 1 |  | 1 | 1 |  |  |  | 1 | 1 | 1 |  |  | 1 | 1 | 1 | 1 | 1 | 1 |  |  | 1 | 1 |  | 1 |  | 1 | 1 | 1 | 1 |  | 1 | 1 | 1 | 1
| 3-2 | EVSE to Network Communications – Remote Firmware Maintenance | EVSE firmware can be remotely updated | Vendor to attest to compliance (that EVSE meets requirements). | Network Capable EVSE Fully Networked EVSE |  |  |  |  | 1 | 1 | [8 empty] | 1 | 1 | 1 | 1 | 1 | 1 |  |  | 1 | 1 | [8 empty] | 1 | 1 | 1 | 1
| 3-3 | Ability to support remote demand response events | Network provides API access that would allow remote demand response events; this may be implemented with OpenADR2.0b | Vendor to attest to compliance (that EVSE meets requirements). Not applicable to Non-Networked EVSE. Only EVSE capability is evaluated for Network-Capable EVSE. | Network Capable EVSE Fully Networked EVSE |  |  |  | 1 | [5 empty] | 1 | 1 | 1 |  |  | 1 | 1 | 1 | 1 | 1 | 1 |  |  | 1 | 1 | [8 empty] | 1 | 1 | 1 | 1
| 3-4A | EVSE to Network Communications - Protocol | EVSE operates with and is compliant with the Open Charge Alliance Open Charge Point Protocol, Version 2.0.1 | Vendor to attest to compliance (that EVSE meets requirements). | Network Capable EVSE Fully Networked EVSE | [7 empty] | 1
| 3-4B | EVSE to Network Communications - Protocol | EVSE has completed certification with the Open Charge Alliance for Core Certificate OCPP 2.0.1 | Vendor documentation (that EVSE meets requirements). EPRI will verify listing of EVSE product on Open Charge Alliance product certification listing. https://openchargealliance.org/certificationocpp/ | Network Capable EVSE Fully Networked EVSE
| 3-4C | EVSE to Network Communications - Protocol | EVSE has completed certification with the Open Charge Alliance for Advanced Security Certificate OCPP 2.0.1 | Vendor documentation (that EVSE meets requirements). EPRI will verify listing of EVSE product on Open Charge Alliance product certification listing. https://openchargealliance.org/certificationocpp/ | Network Capable EVSE Fully Networked EVSE
| 3-4D | EVSE to Network Communications - Protocol | NA - reserved | NA - reserved | NA
| 3-4E | EVSE to Network Communications - Protocol | EVSE is capable of being operated with the Open Charge Alliance Open Charge Point Protocol, Version 2.0.1 | Vendor to attest to compliance (that EVSE meets requirements). This is considered verified if any of 3-4A to 3-4D are verified. | Network Capable EVSE Fully Networked EVSE | [7 empty] | 1 | [17 empty] | 1
Network [For Fully Networked EVSE and Network ONLY] | 4-1A | Network to EVSE Communications - Protocol | Network to EVSE connectivity is operated with and is compliant with the Open Charge Alliance Open Charge Point Protocol, Version 1.6 | Vendor to attest to compliance (that Network meets requirement). | Fully Networked EVSE Network ONLY | [12 empty] | 1 | 1
| 4-1B | Network to EVSE Communications - Protocol | Network has completed certification with the Open Charge Alliance for Full Certificate OCPP 1.6 | Vendor documentation (that Network meets requirements). EPRI to verify listing of Network on Open Charge Alliance product certification listing | Fully Networked EVSE Network ONLY | [12 empty] | 2 | 2
| 4-1C | Network to EVSE Communications - Protocol | Network has completed certification with the Open Charge Alliance for Security Certificate OCPP 1.6 | Vendor documentation (that Network meets requirements). EPRI to verify listing of Network on Open Charge Alliance product certification listing | Fully Networked EVSE Network ONLY | [12 empty] | 2 | 2
| 4-1D | Network to EVSE Communications - Protocol | Network to EVSE connectivity is capable of being operated with the Open Charge Alliance Open Charge Point Protocol, Version 1.6 | Vendor to attest to compliance (that Network meets requirement). | Fully Networked EVSE Network ONLY |  |  | 1 | [17 empty] | 1 | 1 |  |  | 1 |  | 1 |  |  |  |  | 1
| 4-2 | Network Data Reporting Capability | Detailed description of data that is required to be collected by the network for each EVSE and format of reporting of the data | Not evaluated. No consensus was reached in developed the EPRI criteria list. | N/A
| 4-3 | Network Support of Utility Demand Response | Network provides an Application Programming Interface to support demand response requirements | Vendor to attest to compliance (that Network meets requirements). | Fully Networked EVSE Network ONLY | [13 empty] | 1 | [6 empty] | 1 | 1 |  |  |  |  | 1
| 4-4 | Network Communications – Security | Network security requirements - SOC 2® - System and Organization Controls (SOC) for Service Organizations: Trust Services Criteria | Vendor Documentation (that Network meets requirements). Vendor to provide documentation showing network has completed a SOC 2 Report. EPRI will verify with certification body. | Fully Networked EVSE Network ONLY
| 4-5 | Network Communications – Security – Credit Card Payment Handling | Network is certified to be Payment Card Industry (PCI) Compliant | Vendor Documentation (that Network meets requirements). Vendor to provide documentation showing network that handles credit card payment information is PCI compliant. EPRI will verify certification body. | Fully Networked EVSE Network ONLY | [21 empty] | 1
| 4-6 | Support of Roaming | Network provides an Application Programming Interface to support the EV Roaming Foundation - Open Charge Point Interface (OCPI) version 2.2 or higher | Vendor to attest to compliance (that Network meets requirements). | Fully Networked EVSE Network ONLY
| 4-7A | Network to EVSE Communications - Protocol | Network to EVSE connectivity is operated with and is compliant with the Open Charge Alliance Open Charge Point Protocol, Version 2.0.1 | Vendor to attest to compliance (that Network meets requirements). | Fully Networked EVSE Network ONLY | [12 empty] | 1 | 1
| 4-7B | Network EVSE Communications – Protocol | Network has completed certification with the Open Charge Alliance for Core Certificate OCPP 2.0.1 | Vendor documentation (that Network meets requirements). EPRI to verify listing of Network on Open Charge Alliance product certification listing | Fully Networked EVSE Network ONLY | [12 empty] | 1 | 1
| 4-7C | Network EVSE Communications – Protocol | Network has completed certification with the Open Charge Alliance for Advanced Security Certificate OCPP 2.0.1 | Vendor documentation (that Network meets requirements). EPRI to verify listing of Network on Open Charge Alliance product certification listing | Fully Networked EVSE Network ONLY | [12 empty] | 1 | 1
| 4-7D | Network EVSE Communications – Protocol | Network to EVSE connectivity is capable of being operated with the Open Charge Alliance Open Charge Point Protocol, Version 2.0.1 | Vendor to attest to compliance (that Network meets requirements). | Fully Networked EVSE Network ONLY
| 4-8A | Network Support of Utility Demand Response | Vendor to attest that their network is complaint with OpenADR2.0b | Vendor to attest to compliance (that Network meets requirements). | Fully Networked EVSE Network ONLY | [24 empty] | 1
| 4-8B | Network Support of Utility Demand Response | Network is Certified for OpenADR2.0b Compliance | Vendor Documentation (that Network meets requirements). Vendor to provide documentation showing that the network has a third-party certified implementation of OpenADR | Fully Networked EVSE Network ONLY | [13 empty] | 2 | [7 empty] | 2
| 4-9 | Customer Support/Customer Service | Vendor provides a customer support service (telephone, web interface, or e-mail) during hours that equipment is operational. | Vendor to attest to compliance (that network meets the requirement). | Fully Networked EVSE Network ONLY | [12 empty] | 1 | 1
State Specific (California) [For Network Capable, Fully Networked EVSE, Network ONLY as indicated] | CA-1 | Labeling | California Code of Regulations, Title 13, Chapter 8.3, Section 2360.1 - Requirements for Labeling Electric Vehicle Supply Equipment; "the EVSP shall install and maintain, for each publicly available EVSE that is operated by the EVSP, a label that complies with 16 CFR Part 309, Subpart B - Requirements for Alternative Fuels, Subject group 31 § 309.17 a(3) (as amended April 23, 2013)." "(a) Applicability. The requirements of this section apply to all EVSPs operating one or more publicly available Level 2 or DCFC EVSE installed in California. (b) DCFC EVSE labeling deadline. By January 1, 2022, the EVSP shall install and maintain, for each publicly available DCFC EVSE that is operated by the EVSP, a label that complies with 16 CFR Part 309, Subpart B - Requirements for Alternative Fuels, Subject group 31 § 309.17 a(3) (as amended April 23, 2013). (c) Level 2 EVSE labeling deadline. By July 1, 2023, the EVSP shall install and maintain, for each publicly available Level 2 EVSE that is operated by the EVSP, a label that complies with 16 CFR Part 309, Subpart B - Requirements for Alternative Fuels, Subject group 31 § 309.17 a(3) (as amended April 23, 2013)." | Vendor to attest to compliance. | Non-Networked EVSE Network Capable EVSE Fully Networked EVSE |  |  | 1
| CA-2 | Fee Disclosure | California Code of Regulations, Title 13, Chapter 8.3, paragraph 2360.1; fee disclosure requirements; "(d) At a minimum, if the EVSE requires payment for use, the EVSP shall disclose to the user the following information at the point of sale, if applicable: (1) A fee for use of the parking space. (2) A nonmember plug-in fee from the EVSP. (3) Price to refuel in U.S. dollars per kilowatt-hour or megajoule. (4) Any potential changes in the price to refuel, in U.S. dollars per kilowatt-hour or megajoule, due to variable pricing. This may be specified as a range of prices, in U.S. dollars per kilowatt-hour or megajoule. (5) Any other fees charged for a refueling session." | Vendor to attest to compliance (that Network meets requirements). | Fully Networked EVSE Network ONLY |  |  | 1
| CA-3 | Toll Free Number | California Code of Regulations, Title 13, Chapter 8.3, paragraph 2360.2; toll free number requirements; "(f) The EVSP shall provide and display a toll-free number on each EVSE or kiosk used to service that EVSE that provides the user with the option to initiate a charging session and submit payment at any time that the EVSE is operational and publicly available." | Vendor to attest to compliance (that Network meets requirements). | Fully Networked EVSE Network ONLY |  |  | 1 | [9 empty] | 1 | 1 | [6 empty] | 1 | 1
| CA-4 | Subscription/Membership | California Code of Regulations Chapter, Title 13, 8.3, paragraph 2360.2; membership or subscription not required to use charging equipment; "(a) Applicability. The requirements of this section apply to publicly available EVSE installed in California that require payment. (b) The EVSP shall ensure that each EVSE subject to this section that it operates complies with the requirements of this section. (c) Compliance deadlines. (1) DCFC EVSE compliance deadline. A DCFC EVSE installed on or after January 1, 2022, shall comply with the requirements of this section. A DCFC EVSE installed prior to January 1, 2022, shall comply with the requirements of this section when the EVSE is replaced but in no case later than July 1, 2033. (2) Level 2 EVSE compliance deadline. A Level 2 EVSE installed on or after July 1, 2023, shall comply with the requirements of this section. A Level 2 EVSE installed prior to July 1, 2023, shall comply with the requirements of this section when the EVSE is replaced but in no case later than July 1, 2033. (g) The EVSP shall not require a subscription or membership in order to initiate a charging session for an EVSE subject to this section." | Vendor to attest to compliance (that Network meets requirements). | Fully Networked EVSE Network ONLY |  |  | 1
| CA-5 | Credit Card Reader | California Code of Regulations, Title 13, Chapter 8.3, paragraph 2360.2; credit card reader requirements; "(a) Applicability. The requirements of this section apply to publicly available EVSE installed in California that require payment. (b) The EVSP shall ensure that each EVSE subject to this section that it operates complies with the requirements of this section. (c) Compliance deadlines. (1) DCFC EVSE compliance deadline. A DCFC EVSE installed on or after January 1, 2022, shall comply with the requirements of this section. A DCFC EVSE installed prior to January 1, 2022, shall comply with the requirements of this section when the EVSE is replaced but in no case later than July 1, 2033. (2) Level 2 EVSE compliance deadline. A Level 2 EVSE installed on or after July 1, 2023, shall comply with the requirements of this section. A Level 2 EVSE installed prior to July 1, 2023, shall comply with the requirements of this section when the EVSE is replaced but in no case later than July 1, 2033. (d) All EVSE subject to this section shall have a credit card reader device physically located on either the EVSE unit or a kiosk used to service that EVSE. The credit card reader device shall comply with all of the following requirements: (1) The credit card reader device shall accept, at a minimum, the Euro MasterCard Visa (EMV) chip and, at a minimum, one of the following credit card types: Visa, MasterCard, or American Express. (2) The credit card reader device shall be non-locking and shall always permit customers to remove their credit card without damage to the card, including during a fault situation or power failure. (3) The credit card reader device shall comply with PCI - DSS Level 1. (e) All EVSE subject to this section shall have a mobile payment device physically located on the EVSE or kiosk used to service that EVSE. (f) The EVSP shall provide and display a toll-free number on each EVSE or kiosk used to service that EVSE that provides the user with the option to initiate a charging session and submit payment at any time that the EVSE is operational and publicly available." | Vendor to attest to compliance (that EVSE or EVSE and Network meets requirements). | Network Capable Fully Networked EVSE Network ONLY |  |  | 1 | [14 empty] | 1 |  | 1
| CA-6 | Roaming Agreements | California Code of Regulations, Title 13, Chapter 8.3, paragraph 2360.3; roaming agreements; " (a) Applicability. This section applies to ESVPs operating one or more networked EVSE installed in California. (b) No later than July 1, 2021, the EVSP shall meet, at a minimum, and maintain the "California Open Charge Point Interface Interim Test Procedures for Networked Electric Vehicle Supply Equipment for Level 2 and Direct Current Fast Charge Classes," adopted April 15, 2020, and incorporated by reference herein, for each applicable EVSE. This does not preclude the additional use of other communication protocols." | Vendor to attest to compliance (that Network meets requirements). | Fully Networked EVSE Network ONLY |  |  | 1
| CA-7 | Reporting Requirements - Annual | California Code of Regulations, Title 13, Chapter 8.3, paragraph 2360.4; List of information that is required to be provided by Electric Vehicle Service Providers (EVSPs) to the State of California on an annual basis; Applies to all EVSPs operating or intending to operate one or more publicly available Level 2 or DCFC EVSE installed in California; Complex set of reporting deadlines | Vendor to attest to compliance (that EVSE or EVSE and Network can support reporting requirements) | Fully Networked EVSE Network ONLY |  |  | 1
| CA-8 | NIST Handbook 44 Compliance | California Department of Food and Agriculture (CDFA), Division of Measurement Standards (DMS) - Electric Vehicle Fueling Systems Specifications in the CCR Title 4, § 4002.11.; Metering Type Evaluation "A.4. Type Evaluation. - The National Type Evaluation Program (NTEP) or California Type Evaluation Program (CTEP) will accept for type evaluation only those EVSEs that comply with all requirements of this article and have received safety certification by a nationally recognized testing laboratory (NRTL)." Additional material follows on state modifications to NIST Handbook 44 requirements. State of California Office of Administrative Law (OAL), Government Code Section 111349.3, OAL Matter Number 2019-1101-01 - "Commercial weighing and measuring devices shall, except where [otherwise noted], conform to the latest requirements set forth in the National Institute of Standards and Technology Handbook 44 'Specifications, Tolerances, and Other Technical Requirements for Weighing and Measuring Devices' ["Handbook 44"]". | Vendor to attest to compliance (that EVSE meets requirements). Note: This is equivalent to EPRI criteria 1-6. | Fully Networked EVSE |  |  | 1
| CA-9 | California Energy Commission – Title 20 EVSE Data Requirements | California Energy Commission proposed data collection requirements; Docket number 18-OIR-01; paragraph 1386 | Not being evaluated. This paragraph was repealed in a CEC action Docket 18-OIR-01; TN #: 241104 dated 12/31/2021 | N/A |  |  | 1
| CA-10 | EV-EVSE Communications -ISO 15118 | California Energy Commission (CEC) Docket Number 19-AB-2127; TN # 241955 - CEC Recommendation for Deployment of ISO 15118-Ready Chargers - includes definition of "ISO 15118-Ready Hardware"; California Public Utility Commission (CPUC) Decision 22-08-024 and Decision 22-11-040 as affirmed by Rulemaking 18-12-006 - required in CPUC regulated utility programs after July 1, 2023. From CEC TN # 241955 "An “ISO 15118-ready” charger is capable of, at minimum: 1. Powerline carrier (PLC) based high-level communication as specified in ISO 15118-3. 2. Secure management and storage of keys and certificates. 3. Transport Layer Security (TLS) version 1.2; additional support for TLS 1.3 or subsequent versions is recommended to prepare for future updates to the ISO 15118 standard. 4. Remotely receiving updates to activate or enable ISO 15118 use cases. 5. Connecting to a backend network. 6. Selecting the appropriate communication protocol used by the vehicle. An ISO 15118-ready charger uses at least one J1772 or CCS connector; this includes multiple-connector DC chargers with at least one CCS connector. ISO 15118-ready chargers should have onboard hardware to support the above capabilities, although software implementation of specific ISO 15118 use cases is not included in the scope of this recommendation. For example, an ISO 15118-ready charger should have the onboard hardware needed for Plug and Charge, but might not yet have Plug and Charge software implemented. ISO 15118-ready chargers should be capable of selecting the appropriate communication protocol used by the vehicle. AC chargers should support pulse-width modulation control as specified in J1772 and be capable of communicating using ISO 15118-2 and/or ISO 15118-20. DC chargers should support DIN 70121 and be capable of communicating using ISO 15118-2 and/or ISO 15118-20." | Vendor to attest to "ISO 15118-Ready Hardware" per CEC definition (that EVSE meets requirements or network supports requirements for Network ONLY). | Network Capable EVSE Fully Networked EVSE Network ONLY |  |  | 1 | [11 empty] | 1 | [17 empty] | 1 | 1 | 1 | 1
| CA-11 | Mobile Payment | California Code of Regulations, Title 13, Chapter 8.3, paragraph 2360.2; mobile payment device; "(e) All EVSE subject to this section shall have a mobile payment device physically located on the EVSE or kiosk used to service that EVSE." | Vendor to attest to compliance (that EVSE meets requirements). | Network Capable EVSE Fully Networked EVSE |  |  | 1 | [26 empty] | 1 | 1
State Specific (Washington) [For Network Capable, Fully Networked EVSE, Network ONLY as indicated] | WA-1 | Credit card reader | (Effective January 1, 2024) WAC 16-662-210 Electric vehicle supply equipment payment method and fee disclosure requirements. (1) All publicly available electric vehicle supply equipment installed in Washington that requires payment shall meet the following requirements: (a) Have a credit card reader device physically located on either the electric vehicle supply equipment unit or a kiosk used to service that electric vehicle supply equipment. The credit card reader device shall comply with all of the following requirements: (i) The credit card reader device shall accept, at a minimum, the Euro MasterCard Visa (EMV) chip and, at a minimum, one of the following credit card types: Visa, MasterCard, or American Express; and (ii) The credit card reader device shall be nonlocking and shall always permit customers to remove their credit card without damage to the card, including during a fault situation or power failure. | Not being evaluated. Effective January 1, 2024 | N/A
| WA-2 | Mobile payment | (Effective January 1, 2024) WAC 16-662-210 Electric vehicle supply equipment payment method and fee disclosure requirements. (1) All publicly available electric vehicle supply equipment installed in Washington that requires payment shall meet the following requirements: (b) All electric vehicle supply equipment subject to this section shall have a mobile payment device physically located on the electric vehicle supply equipment or kiosk used to service that electric vehicle supply equipment | Not being evaluated. Effective January 1, 2024
| WA-3 | toll free number | (Effective January 1, 2024) WAC 16-662-210 Electric vehicle supply equipment payment method and fee disclosure requirements. (1) All publicly available electric vehicle supply equipment installed in Washington that requires payment shall meet the following requirements: (c) The electric vehicle service provider shall provide and display a toll-free number on each electric vehicle supply equipment or kiosk used to service that electric vehicle supply equipment that provides the user with the option to initiate a charging session and submit payment at any time that the electric vehicle supply equipment is operational and publicly available. | Not being evaluated. Effective January 1, 2024
| WA-4 | fee disclosure | (Effective January 1, 2024) WAC 16-662-210 Electric vehicle supply equipment payment method and fee disclosure requirements. (1) All publicly available electric vehicle supply equipment installed in Washington that requires payment shall meet the following requirements: (2) At a minimum, the electric vehicle service provider shall disclose to the user, at the point of sale, the following minimum information, if applicable: (a) A fee for use of the parking space; (b) A nonmember plug-in fee from the electric vehicle service provider; (c) The price to refuel in United States dollars per kilowatthour or mega joule; (d) Any potential changes in the price to refuel, in United States dollars per kilowatt-hour or mega joule, due to variable pricing; and (e) Any other fees charged for a charging session. (3) If the charging session or portion of a charging session is offered at no cost, it must be disclosed at the location where the charging session is initiated and prior to a user or a vehicle initiating a charging session. | Not being evaluated. Effective January 1, 2024
| WA-5 | subscription | (Effective January 1, 2024) WAC 16-662-210 Electric vehicle supply equipment payment method and fee disclosure requirements. (1) All publicly available electric vehicle supply equipment installed in Washington that requires payment shall meet the following requirements: (4) The electric vehicle service provider may not require a subscription, membership, or account or a minimum balance on an account in order to initiate a charging session at an electric vehicle supply equipment subject to this section. (5) The requirements of this section shall not apply to electric vehicle supply equipment exempted under RCW 19.94.555. | Not being evaluated. Effective January 1, 2024
| WA-6 | Language requirements | (Effective January 1, 2024) WAC 16-662-215 Electric vehicle supply equipment language requirements. (1) The electric vehicle supply equipment must provide means for conducting a charging session in at least one language other than English. The electric vehicle service provider shall consider the demographics of the area in which the unit will be installed, and the language(s) most commonly spoken in that location, when determining the alternative language(s) provided. At a minimum, electric vehicle service providers shall consult data published from the American Community Survey (ACS). (2) The requirements of this section shall not apply to electric vehicle supply equipment exempted under RCW 19.94.555. | Not being evaluated. Effective January 1, 2024
| WA-7 |  | (Effective January 1, 2024) WAC 16-662-220 Interoperability requirements related to electric vehicle supply equipment. (1) All publicly available electric vehicle supply equipment must be in compliance with the following interoperability requirements: (a) The electric vehicle service provider shall, at a minimum, use Open Charge Point Interface (OCPI) version 2.1.1 or 2.2 standards. (b) All networked electric vehicle supply equipment shall be compliant with Open Charge Point Protocol (OCPP) version 1.6 or 2.0.1 standards. (2) Upon request, electric vehicle service providers shall provide the department with documentation that demonstrates compliance with the requirements of this section. If a certification is available for a standard, the documentation to be provided shall include the certification, otherwise acceptable documentation may include a self-attestation by the service provider. The service provider must provide additional documentation as the department may require to demonstrate compliance. (3) The requirements of this section shall not apply to: (a) Electric vehicle supply equipment exempted under RCW 19.94.555. (b) Publicly available electric vehicle supply equipment provided by a manufacturer of electric vehicles for the exclusive use by vehicles it manufactures. | Not being evaluated. Effective January 1, 2024
State Specific (multi-state) | SS-1(AC) | State Appliance Standards Database | The following states require that AC level 1 and AC level 2 EVSE be listed on the State Appliance Standards Database - NJ, NY, MA, and RI. The list is available here: www.appliancestandards.org. Vendors can find out more about the list and apply to be on the list here: www.neep.org/SASD. The SASD currently verifies that AC EVSE products are EnergyStar compliant. If your product is on the EnergyStar list, you can have it added to the SASD list at no cost through an application process. | Vendor to attest to that equipment is listed on SASD (applies to EVSE). | Non-Networked EVSE Network Capable EVSE Fully Networked EVSE AC ONLY | [8 empty] | 1
Federal (NEVI) [Network Capable, Fully Networked, Network ONLY as indicated] | FE-1A | Buy America Provisions | Department of Transportation [4910-22-P] - Federal Highway Administration - [Docket No. 2022-0023]; Details: FHWA-2022-0023-0095 - https://www.regulations.gov/document/FHWA-2022-0023-0095 This was amended by FHWA on February 21, 2023 Docket No. 2022-0023; found in Federal Register, Vol. 88, N0.34 starting on page 10619. Summary: Now called the first phase waiver, beginning on February 21, 2023 and running through June 30, 2024, FHWA proposed to remove from the waiver EV chargers whose final assembly does not occur in the United States. In addition, during this phase, any housing components that are predominantly steel and iron must comply with existing FHWA Buy America steel and iron requirements, meaning that if predominantly iron and steel housing is used for the EV charger, the housing must be entirely manufactured in the United States according to FHWA standards. | Vendor to attest to compliance (that EVSE meets requirements related to final assembly and steel/iron content). | Network Capable EVSE Fully Networked EVSE | [36 empty] | 1 | 1 | 1
| FE-1B | Buy America Provisions | Department of Transportation [4910-22-P] - Federal Highway Administration - [Docket No. 2022-0023]; Details: FHWA-2022-0023-0095 - https://www.regulations.gov/document/FHWA-2022-0023-0095 This was amended by FHWA on February 21, 2023 Docket No. 2022-0023; found in Federal Register, Vol. 88, N0.34 starting on page 10619. | Not being evaluated. This phase of the waiver has been eliminated. | N/A
| FE-1C | Buy America Provisions | Department of Transportation [4910-22-P] - Federal Highway Administration - [Docket No. 2022-0023]; Details: FHWA-2022-0023-0095 - https://www.regulations.gov/document/FHWA-2022-0023-0095 This was amended by FHWA on February 21, 2023 Docket No. 2022-0023; found in Federal Register, Vol. 88, N0.34 Page 10619. Summary: Now called the second phase waiver, beginning on July 1, 2024, 2024, and thereafter, FHWA proposed to remove from the waiver EV chargers for which the cost of components manufactured in the U.S. does not exceed 55 percent of the cost of all components. The final waiver, which would be applicable only if final assembly occurred in the U.S. and the cost of components manufactured in the U.S. exceeded 55 percent of the cost of all components, was proposed as remaining in place until terminated by FHWA. In addition, any housing components that are predominantly steel and iron must continue to comply with FHWA Buy America steel and iron requirements, meaning that the housing must be entirely manufactured in the United States according to FHWA standards. The cost of predominantly steel and iron EV charger housing will also count towards determining whether 55 percent of the cost of all components are manufactured in the U.S. | Vendor to attest to compliance (that EVSE meets requirements related to final assembly and steel/iron content) Compliance with FE-1C automatically indicates compliance with FE-1A. | Network Capable EVSE Fully Networked EVSE DC ONLY
| FE-2(AC) | Connector Type | Department of Transportation [4910-22-P] - Federal Highway Administration 23 CFR Part 680 [FHWA Docket N. FHWA-2022-0008]. RIN 2125-AG10. National Electric Vehicle Infrastructure Standards and Requirements. 680.106 (c) https://www.federalregister.gov/d/2023-03500/p-365 "Each AC Level 2 charging port must have a permanently attached J1772 connector and must charge any J1772-compliant vehicle." | Vendor to attest to compliance (that EVSE meets requirements). | Network Capable EVSE Fully Networked EVSE | [36 empty] | 1 | 1 | 1
| FE-2(DC) | Connector Type | Department of Transportation [4910-22-P] - Federal Highway Administration 23 CFR Part 680 [FHWA Docket N. FHWA-2022-0008]. RIN 2125-AG10. National Electric Vehicle Infrastructure Standards and Requirements. 680.106 (c) https://www.federalregister.gov/d/2023-03500/p-365 "Each DCFC charging port must be capable of charging any CCS-compliant vehicle and each DCFC charging port must have at least one permanently attached CCS Type 1 connector." | Vendor to attest to compliance (that EVSE meets requirements). | Network Capable EVSE Fully Networked EVSE | [37 empty] | 1 | 1
| FE-3(AC) | Power Level | Department of Transportation [4910-22-P] - Federal Highway Administration 23 CFR Part 680 [FHWA Docket N. FHWA-2022-0008]. RIN 2125-AG10. National Electric Vehicle Infrastructure Standards and Requirements. 680.106 (d) (2) https://www.federalregister.gov/d/2023-03500/p-367 "Each AC Level 2 charging port must have a continuous power delivery rating of at least 6 kW and the charging station must be capable of providing at least 6 kW per port simultaneously across all AC ports. AC Level 2 chargers may conduct power sharing and/or participate in smart charge management programs so long as each charging port continues to meet an EV’s demand for power up to 6 kW, unless the EV charging customer consents to accepting a lower power level." | Vendor to attest to compliance (that EVSE meets requirements). | Network Capable EVSE Fully Networked EVSE AC ONLY | [36 empty] | 1
| FE-3(DC) | Power Level (DCFC) - Alternative Corridor Fueling Sites | Department of Transportation [4910-22-P] - Federal Highway Administration 23 CFR Part 680 [FHWA Docket N. FHWA-2022-0008]. RIN 2125-AG10. National Electric Vehicle Infrastructure Standards and Requirements. 680.106 (d) (1) https://www.federalregister.gov/d/2023-03500/p-366 "DCFCs located along and designed to serve users of designated AFCs must have a continuous power delivery rating of at least 150 kilowatt (kW) and supply power according to an EV’s power delivery request up to 150 kW, simultaneously from each charging port at a charging station. These corridor-serving DCFC charging stations may conduct power sharing so long as each charging port continues to meet an EV’s request for power up to 150 kW." It is recommended that the charger support a minimum of 375A over the voltage range allowing a 400Vdc bus vehicle to charge at the full 150kW. | Vendor to attest to compliance (that EVSE is capable of meeting requirements). | Network Capable EVSE Fully Networked EVSE | [37 empty] | 1
| FE-4(DC) | DCFC Output Voltage | Department of Transportation [4910-22-P] - Federal Highway Administration 23 CFR Part 680 [FHWA Docket N. FHWA-2022-0008]. RIN 2125-AG10. National Electric Vehicle Infrastructure Standards and Requirements. 680.106 (d) (1) https://www.federalregister.gov/d/2023-03500/p-366 "DCFC charging ports must support output voltages between 250 volts DC and 920 volts DC. " | Vendor to attest to compliance (that EVSE meets requirements). | Network Capable EVSE Fully Networked EVSE | [19 empty] | 1 | [17 empty] | 1 | 1
| FE-5A | Payment Methods - Credit Card/Toll-free/SMS | Department of Transportation [4910-22-P] - Federal Highway Administration 23 CFR Part 680 [FHWA Docket N. FHWA-2022-0008]. RIN 2125-AG10. National Electric Vehicle Infrastructure Standards and Requirements. 680.106 (f) (1) https://www.federalregister.gov/d/2023-03500/p-370 "Provide for secure payment methods, accessible to persons with disabilities, which at a minimum shall include a contactless payment method that accepts major debit and credit cards, and either an automated toll-free phone number or a short message/messaging system (SMS) that provides the EV charging customer with the option to initiate a charging session and submit payment;" | Vendor to attest to compliance (that EVSE or EVSE and Network a meet requirements) | Network Capable EVSE Fully Networked EVSE Network ONLY | [12 empty] | 1 | 1 |  |  | 1 | 1 | [18 empty] | 1 | 1 | 1
| FE-5B | Payment Methods - Membership | Department of Transportation [4910-22-P] - Federal Highway Administration 23 CFR Part 680 [FHWA Docket N. FHWA-2022-0008]. RIN 2125-AG10. National Electric Vehicle Infrastructure Standards and Requirements. 680.106 (f) (2) https://www.federalregister.gov/d/2023-03500/p-371 "Not require a membership for use;" | Vendor to attest to compliance (that EVSE or EVSE and Network meets requirements) | Fully Networked EVSE Network ONLY | [12 empty] | 1 | 1 | [15 empty] | 1 | 1 | [5 empty] | 1 | 1 | 1
| FE-5C | Payment Methods - delay/limits | Department of Transportation [4910-22-P] - Federal Highway Administration 23 CFR Part 680 [FHWA Docket N. FHWA-2022-0008]. RIN 2125-AG10. National Electric Vehicle Infrastructure Standards and Requirements. 680.106 (f) (3) https://www.federalregister.gov/d/2023-03500/p-372 "Not delay, limit, or curtail power flow to vehicles on the basis of payment method or membership;" | Vendor to attest to compliance (that EVSE or EVSE and Network meets requirements) | Fully Networked EVSE Network ONLY | [36 empty] | 1 | 1 | 1
| FE-5D | Payment Methods - access | Department of Transportation [4910-22-P] - Federal Highway Administration 23 CFR Part 680 [FHWA Docket N. FHWA-2022-0008]. RIN 2125-AG10. National Electric Vehicle Infrastructure Standards and Requirements. 680.106 (f) (4) https://www.federalregister.gov/d/2023-03500/p-373 "Provide access for users that are limited English proficient and accessibility for people with disabilities. Automated toll-free phone numbers and SMS payment options must clearly identify payment access for these populations." | Vendor to attest to compliance (that EVSE or EVSE and Network meets requirements) | Fully Networked EVSE Network ONLY | [21 empty] | 1 | [14 empty] | 1 | 1 | 1
| FE-6 | Equipment Certification | Department of Transportation [4910-22-P] - Federal Highway Administration 23 CFR Part 680 [FHWA Docket N. FHWA-2022-0008]. RIN 2125-AG10. National Electric Vehicle Infrastructure Standards and Requirements. 680.106 (g) https://www.federalregister.gov/d/2023-03500/p-374 "Equipment certification. States or other direct recipients must ensure that all chargers are certified by an Occupational Safety and Health Administration Nationally Recognized Testing Laboratory ... DCFC and AC Level 2 chargers should be certified to the appropriate Underwriters Laboratories (UL) standards for EV charging system equipment." | Vendor to attest to compliance (that EVSE meets requirements). Vendor to provide name of NRTL used and a copy of the Certificate of Compliance. Proprietary information should not be included in the provided materials. The information should include a list of the UL standards used to vet the product and models covered by the listing. For Batch listed products, information must include serial number range or other product marking data that indicates equipment that falls under the batch listing. Field listing of equipment is not recognized in this process since it seeks to pre-qualify equipment. Note: This is equivalent to EPRI criteria 1-1(AC) or 1-1(DC). | Network Capable EVSE Fully Networked EVSE | [36 empty] | 1 | 1 | 1
| FE-7(AC) | Energy Star Compliant | Department of Transportation [4910-22-P] - Federal Highway Administration 23 CFR Part 680 [FHWA Docket N. FHWA-2022-0008]. RIN 2125-AG10. National Electric Vehicle Infrastructure Standards and Requirements. 680.106 (g) https://www.federalregister.gov/d/2023-03500/p-374 "and that all AC Level 2 chargers are ENERGY STAR certified." | Vendor to attest to compliance. EPRI will verify listing of EVSE product on Energy Star web portal. Note: This is equivalent to EPRI criteria 1-5. | Network Capable EVSE Fully Networked EVSE AC ONLY | [36 empty] | 1 | 1 | 1
| FE-8 | Customer Service | Department of Transportation [4910-22-P] - Federal Highway Administration 23 CFR Part 680 [FHWA Docket N. FHWA-2022-0008]. RIN 2125-AG10. National Electric Vehicle Infrastructure Standards and Requirements. 680.106 (k) https://www.federalregister.gov/d/2023-03500/p-385 "Charging station operators must enable access to accessible platforms that provide multilingual services." | Vendor to attest to compliance (that EVSE or EVSE and Network meets requirements) | Network Capable EVSE Fully Networked EVSE Network ONLY | [36 empty] | 1
| FE-9A | Interoperability of charging infrastructure | Department of Transportation [4910-22-P] - Federal Highway Administration 23 CFR Part 680 [FHWA Docket N. FHWA-2022-0008]. RIN 2125-AG10. National Electric Vehicle Infrastructure Standards and Requirements. 680.108 (a) https://www.federalregister.gov/d/2023-03500/p-394 "Chargers must conform to ISO 15118-3 and must have hardware capable of implementing both ISO 15118-2 and ISO 15118-20." | Vendor to attest to compliance (that EVSE or EVSE and Network meets requirements) | Network Capable EVSE Fully Networked EVSE | [7 empty] | 1 | [9 empty] | 1 |  | 1 | [16 empty] | 1 | 1 | 1
| FE-9B | Interoperability of charging infrastructure | Department of Transportation [4910-22-P] - Federal Highway Administration 23 CFR Part 680 [FHWA Docket N. FHWA-2022-0008]. RIN 2125-AG10. National Electric Vehicle Infrastructure Standards and Requirements. 680.108 (a) https://www.federalregister.gov/d/2023-03500/p-394 "By February 28, 2024, charger software must conform to ISO 15118-2 and be capable of Plug and Charge. Conformance testing for charger software and hardware should follow ISO 15118-4 and ISO 15118-5, respectively." | Vendor to attest to compliance (that EVSE or EVSE and Network meets requirements) | Network Capable EVSE Fully Networked EVSE
| FE-10A | OCPP 1.6J | Department of Transportation [4910-22-P] - Federal Highway Administration 23 CFR Part 680 [FHWA Docket N. FHWA-2022-0008]. RIN 2125-AG10. National Electric Vehicle Infrastructure Standards and Requirements. 680.108 (b) https://www.federalregister.gov/d/2023-03500/p-395 "Chargers must conform to Open Charge Point Protocol (OCPP) 1.6J or higher." | Vendor to attest to compliance (that EVSE or EVSE and Network meets requirements). Note: This is equivalent to EPRI criteria 3-1A, or 3-1B, or 3-1C, or 3-1D, or 3-1E. | Network Capable EVSE Fully Networked EVSE Network ONLY | [36 empty] | 1 | 1 | 1
| FE-10B | OCPP 2.0.1 | Department of Transportation [4910-22-P] - Federal Highway Administration 23 CFR Part 680 [FHWA Docket N. FHWA-2022-0008]. RIN 2125-AG10. National Electric Vehicle Infrastructure Standards and Requirements. 680.108 (b) https://www.federalregister.gov/d/2023-03500/p-395 "By February 28, 2024, chargers must conform to OCPP 2.0.1." | Vendor to attest to compliance (that EVSE or EVSE and Network meets requirements). Note: This is equivalent to EPRI criteria 3-4A, or 3-4B, or 3-4C, or 3-4D, or 3-4E. | Network Capable EVSE Fully Networked EVSE Network ONLY | [12 empty] | 1 | 1
| FE-11 | OCPI 2.2.1 | Department of Transportation [4910-22-P] - Federal Highway Administration 23 CFR Part 680 [FHWA Docket N. FHWA-2022-0008]. RIN 2125-AG10. National Electric Vehicle Infrastructure Standards and Requirements. 680.108 (c) https://www.federalregister.gov/d/2023-03500/p-396 "By February 28, 2024, charging networks must be capable of communicating with other charging networks in accordance with Open Charge Point Interface (OCPI) 2.2.1." | Vendor to attest to compliance (that EVSE or EVSE and Network meets requirements) | Fully Networked EVSE Network ONLY | [12 empty] | 1 | 1 | [22 empty] | 1 | 1 | 1
| FE-12 | EVSE Network Switching Capability | Department of Transportation [4910-22-P] - Federal Highway Administration 23 CFR Part 680 [FHWA Docket N. FHWA-2022-0008]. RIN 2125-AG10. National Electric Vehicle Infrastructure Standards and Requirements. 680.108 (d) https://www.federalregister.gov/d/2023-03500/p-397 "Chargers must be designed to securely switch charging network providers without any changes to hardware." | Vendor to attest to compliance (that EVSE meets requirements) | Network Capable EVSE Fully Networked EVSE | [36 empty] | 1 | 1 | 1
| FE-13 | Charger to Charger Network Communications | Department of Transportation [4910-22-P] - Federal Highway Administration 23 CFR Part 680 [FHWA Docket N. FHWA-2022-0008]. RIN 2125-AG10. National Electric Vehicle Infrastructure Standards and Requirements. 680.114 (a) (1) https://www.federalregister.gov/d/2023-03500/p-420 "Chargers must communicate with a charging network via a secure communication method." | Vendor to attest to compliance (that EVSE or EVSE and Network meets requirements) | Network Capable EVSE Fully Networked EVSE Network ONLY | [9 empty] | 1 | [26 empty] | 1 | 1 | 1
| FE-14 | EVSE Remote Software Updates | Department of Transportation [4910-22-P] - Federal Highway Administration 23 CFR Part 680 [FHWA Docket N. FHWA-2022-0008]. RIN 2125-AG10. National Electric Vehicle Infrastructure Standards and Requirements. 680.114 (a) (2) https://www.federalregister.gov/d/2023-03500/p-421 "Chargers must have the ability to receive and implement secure, remote software updates and conduct real-time protocol translation, encryption and decryption, authentication, and authorization in their communication with charging networks." | Vendor to attest to compliance (that EVSE or EVSE and Network meets requirements) | Network Capable EVSE Fully Networked EVSE Network ONLY | [9 empty] | 1 | [26 empty] | 1 | 1 | 1
| FE-15 | EVSE Remote Monitoring | Department of Transportation [4910-22-P] - Federal Highway Administration 23 CFR Part 680 [FHWA Docket N. FHWA-2022-0008]. RIN 2125-AG10. National Electric Vehicle Infrastructure Standards and Requirements. 680.114 (a) (3) https://www.federalregister.gov/d/2023-03500/p-422 "Charging networks must perform and chargers must support remote charger monitoring, diagnostics, control, and smart charge management." | Vendor to attest to compliance (that EVSE or EVSE and Network meets requirements) | Network Capable EVSE Fully Networked EVSE Network ONLY | [9 empty] | 1 |  | 1 | 1 | 1 | [6 empty] | 1 | 1 | [14 empty] | 2 | 1 | 1
| FE-16 | Data Communications | Department of Transportation [4910-22-P] - Federal Highway Administration 23 CFR Part 680 [FHWA Docket N. FHWA-2022-0008]. RIN 2125-AG10. National Electric Vehicle Infrastructure Standards and Requirements. 680.114 (a) (4) https://www.federalregister.gov/d/2023-03500/p-423 "Chargers and charging networks must securely measure, communicate, store, and report energy and power dispensed, real-time charging-port status, real-time price to the customer, and historical charging-port uptime." | Vendor to attest to compliance (that EVSE or EVSE and Network meets requirements) | Network Capable EVSE Fully Networked EVSE Network ONLY |  |  |  |  | 1 | 1 |  |  |  | 1 | [10 empty] | 1 | 1 | [14 empty] | 3 | 1 | 1
| FE-17 | Common User Credential | Department of Transportation [4910-22-P] - Federal Highway Administration 23 CFR Part 680 [FHWA Docket N. FHWA-2022-0008]. RIN 2125-AG10. National Electric Vehicle Infrastructure Standards and Requirements. 680.114 (c) https://www.federalregister.gov/d/2023-03500/p-425 "A charging network must be capable of communicating with other charging networks to enable an EV driver to use a single method of identification to charge at Charging Stations that are a part of multiple charging networks. See § 680.108 for more information about OCPI requirements." | Vendor to attest to compliance (that Network meets requirements) | Fully Networked EVSE Network ONLY | [36 empty] | 4 | 1 | 1
| FE-18 | Disrupted Network Connectivity | Department of Transportation [4910-22-P] - Federal Highway Administration 23 CFR Part 680 [FHWA Docket N. FHWA-2022-0008]. RIN 2125-AG10. National Electric Vehicle Infrastructure Standards and Requirements. 680.114 (e) https://www.federalregister.gov/d/2023-03500/p-427 "Chargers must remain functional if communication with the charging network is temporarily disrupted, such that they initiate and complete charging sessions, providing the minimum required power level." | Vendor to attest to compliance (that EVSE or EVSE and Network meets requirements) | Network Capable EVSE Fully Networked EVSE Network ONLY | [36 empty] | 5 | 1 | 1
| FE-19 | Communication of Price - Display | Department of Transportation [4910-22-P] - Federal Highway Administration 23 CFR Part 680 [FHWA Docket N. FHWA-2022-0008]. RIN 2125-AG10. National Electric Vehicle Infrastructure Standards and Requirements. 680.116 (a) (2) https://www.federalregister.gov/d/2023-03500/p-429 "The price for charging displayed and communicated via the charging network must be the real-time price (i.e., price at that moment in time). The price at the start of the session cannot change during the session." | Vendor to attest to compliance (that EVSE or EVSE and Network meets requirements) | Network Capable EVSE Fully Networked EVSE Network ONLY | [12 empty] | 1 | 1 | [22 empty] | 6 | 1 | 1
| FE-20 | Communication of Price - other fees | Department of Transportation [4910-22-P] - Federal Highway Administration 23 CFR Part 680 [FHWA Docket N. FHWA-2022-0008]. RIN 2125-AG10. National Electric Vehicle Infrastructure Standards and Requirements. 680.116 (a) (3) https://www.federalregister.gov/d/2023-03500/p-430 "Price structure including any other fees in addition to the price for electricity to charge must be clearly displayed and explained." | Vendor to attest to compliance (that EVSE or EVSE and Network meets requirements) | Network Capable EVSE Fully Networked EVSE Network ONLY | [12 empty] | 1 | 1 | [22 empty] | 7 | 1 | 1
| FE-21 | Data Available to Third Parties | Department of Transportation [4910-22-P] - Federal Highway Administration 23 CFR Part 680 [FHWA Docket N. FHWA-2022-0008]. RIN 2125-AG10. National Electric Vehicle Infrastructure Standards and Requirements. 680.116 (c) (1) through (9) https://www.federalregister.gov/d/2023-03500/p-440 "States or other direct recipients must ensure that the following data fields are made available, free of charge, to third-party software developers, via application programming interface: (1) Unique charging station name or identifier; (2) Address (street address, city, State, and zip code) of the property where the charging station is located; (3) Geographic coordinates in decimal degrees of exact charging station location; (4) Charging station operator name; (5) Charging network provider name; (6) Charging station status (operational, under construction, planned, or decommissioned); (7) Charging station access information: (i) Charging station access type (public or limited to commercial vehicles); (ii) Charging station access days/times (hours of operation for the charging station); (8) Charging port information: (i) Number of charging ports; (ii) Unique port identifier; (iii) Connector types available by port; (iv) Charging level by port (DCFC, AC Level 2, etc.); (v) Power delivery rating in kilowatts by port; (vi) Accessibility by vehicle with trailer (pull-through stall) by port (yes/no); (vii) Real-time status by port in terms defined by Open Charge Point Interface 2.2.1; (9) Pricing and payment information: (i) Pricing structure; (ii) Real-time price to charge at each charging port, in terms defined by Open Charge Point Interface 2.2.1; and (iii) Payment methods accepted at charging station." | Vendor to attest to compliance (that EVSE or EVSE and Network support required data collection) | Network Capable EVSE Fully Networked EVSE Network ONLY | [36 empty] | 8 | 1 | 1
| FE-22 | Data Collection to Support Data Submittal | Department of Transportation [4910-22-P] - Federal Highway Administration 23 CFR Part 680 [FHWA Docket N. FHWA-2022-0008]. RIN 2125-AG10. National Electric Vehicle Infrastructure Standards and Requirements. 680.112 (a) (1) through (8) https://www.federalregister.gov/d/2023-03500/p-400 "(a) Quarterly data submittal. States and other direct recipients must ensure the following data are submitted on a quarterly basis in a manner prescribed by the FHWA. Any quarterly data made public will be aggregated and anonymized to protect confidential business information. (1) Charging station identifier that the following data can be associated with. This must be the same charging station name or identifier used to identify the charging station in data made available to third-parties in § 680.116(c)(1); (2) Charging port identifier. This must be the same charging port identifier used to identify the charging port in data made available to third-parties in § 680.116(c)(8)(ii); (3) Charging session start time, end time, and any error codes associated with an unsuccessful charging session by port; (4) Energy (kWh) dispensed to EVs per charging session by port; (5) Peak session power (kW) by port; (6) Payment method associated with each charging session; (7) Charging station port uptime, T_outage, and T_excluded calculated in accordance with the equation in § 680.116(b) for each of the previous 3 months; (8) Duration (minutes) of each outage." | Vendor to attest to compliance (that EVSE or EVSE and Network support required data collection) NEVI "live" data requirements as noted in criterion FE-22 have not been evaluated. We are reaching out to vendors to collect compliance information prior to including it in the NEVI criteria filter. | Network Capable EVSE Fully Networked EVSE Network ONLY
Organization-Based Custom Qualifications [Categories as Indicated] | OC-1 | Organization Name: Southern California Edison Program Name: Charge Ready Requirement Name: Maximum Current Capacity of AC Charger | An AC charger must have a current limit of no more than 40A. Current limit must be set by a physical device, such as a jumper or switch and this control input must be physically secured requiring a tool for access with some form of security screw(s). A compliant unit must have a -40 suffix added to their model number. This -40 suffix must be used in all relevant purchasing paperwork related to the product. | Vendor must provide a specification sheet showing how power limit is set in the physical hardware. | Network Capable EVSE Fully Networked EVSE AC ONLY | [32 empty] | 1
| OC-2 | Organization Name: Southern California Edison Program Name: Charge Ready Light Duty Requirement Name: Signed Agreement with SCE | Vendors must sign a supplier agreement with SCE to be a part of their Charge Ready Program. Please reach out to ChargeReadyAPL@sce.com for further information. | Vendor to attest to compliance. EPRI will verify with SCE that agreement has been signed. | Network Capable EVSE Fully Networked EVSE | [32 empty] | 1 | 1 | 1 | 1
| OC-3 | Organization Name: PacifiCorp Program Name: PacifiCorp-Qualified Commercial EV Chargers Requirement Name: Signed Data Sharing Agreement with PacifiCorp | Vendors must sign a data sharing agreement with PacifiCorp to be included on their Qualified Commercial EV Chargers list. | Vendor to attest compliance. EPRI will verify with PacifiCorp that the data sharing agreement has been signed. | Network Capable EVSE Fully Networked EVSE Network ONLY | [15 empty] | 1 | 1 | 1 | 1 | 1 | 1 | 1
| OC-4 | Organization Name: Portland General Electric Program Name: PGE-Qualified Commercial EV Chargers Requirement Name: Signed Data Sharing Agreement with Portland General Electric | EV charging network providers must sign a data sharing agreement with Portland General Electric to be included on their Qualified Commercial EV Chargers list. For more information on the data sharing agreement please see https://portlandgeneral.com/qualified-chargers/vendor-qualification | Vendor to attest compliance. EPRI will verify with Portland General Electric that the data sharing agreement has been signed. | Network ONLY | [24 empty] | 1
| OC-5 | Organization Name: Seattle City Light Program Name: Seattle City Light Qualified EV Chargers Requirement Name: Signed Data Sharing Agreement with Seattle City Light | EV charging network providers must sign a data sharing agreement with Seattle City Light to be included on their Qualified EV Chargers list. | Vendor to attest compliance. EPRI will verify with Seattle City Light that the data sharing agreement has been signed. | Network ONLY | [31 empty] | 1
| OC-6 | Organization Name: Eversource CT Program Name: Eversource CT Qualified EV Chargers Requirement Name: Eversource CT Legacy Equipment | EVSE that were included in Eversource CT's prior approval process. Listed as legacy equipment and maintain eligibility with Eversource CT. | Not Evaluated. | Network Capable EVSE Fully Networked EVSE Network ONLY

## Revision History
Revision History
Updated February 6, 2026
2026-02-04
Updated the following SARIN Energy product:
SES-EVC-AC48A01HW-U-***** | Deluxe Premium Commercial Charger
2026-02-03
Standing down unused criteria. Please refer to past versions of VPL or reach out for assistance:
1-3 (WR) | Power quality criteria (wireless)
2-2 (WR) | Operating Temperature Range (wireless)
4-2 | Network Data Reporting Capability
CA-1 | CA Labeling Requirements
CA-2 | CA Fee Disclosure
CA-4 | CA Subscription/Membership
CA-6 | CA Roaming Agreements
CA-7 | CA Annual Reporting Requirements
CA-9 | CEC Title 20: EVSE Data Requirements
WA-1 | WA Credit Card Reader
WA-2 | WA Mobile Payment
WA-6 | WA Language Requirements
WA-7 | WA Interoperability
FE-1B | Buy America Provisions - Superceded
2026-02-02
Updated the following LEDVANCE, LLC products:
75899 | EVC/48A/LVL2/C2/OR
75905 | EVC/48A/LVL2/4G/C2/OR
75900 | EVC/48A/LVL2/ISO/C2/OR
75906 | EVC/48A/LVL2/4G/ISO/C2/OR
75901 | EVC/48A/LVL2/ISO/CC/C2/OR
75927 | EVC/48A/LVL2/4G/CC/C2/OR
75907 | EVC/48A/LVL2/4G/ISO/CC/C2/OR
75902 | EVC/80A/LVL2/C2/OR
75915 | EVC/80A/LVL2/4G/C2/OR
74903 | EVC/80A/LVL2/ISO/C2/OR
75925 | EVC/80A/LVL2/4G/ISO/C2/OR
75904 | EVC/80A/LVL2/ISO/CC/C2/OR
75928 | EVC/80A/LVL2/4G/CC/C2/OR
75926 | EVC/80A/LVL2/4G/ISO/CC/C2/OR
Updated the following IXP, LLC products:
IXP-E48 | IXP-E48
IXP-E80 | IXP-E80
Added the following Espen product:
EVC/A48X2 | EVC/A48X2
Added the following iENERGIE360 US INC. dba. Injet products:
iM3C-09K6A | Vision
iM3C-11K5A | Vision
iM3C-19K2A | Vision
iNSCDA120K1 | Ampax
iNSCDA150K1 | Ampax
iNSCDA180K1 | Ampax
iNSCDA240K1 | Ampax
2026-01-29
Updated connector options for Wallbox product:
DCF3-3*[x]-8[yyyyyyy]-[zzz] | Supernova
Added the following IXP, LLC product:
IXP-E48 | IXP-E48
IXP-E80 | IXP-E80
2026-01-26
Removed an incorrect Espen product listing:
TSEA240V/##AUS | TSEA240V/##AUS
2026-01-16
Split 1-6 into separate NTEP (1-6A) and CTEP (1-6B) subcriteria. Synced entries with last published databases.
2026-01-12
Updated the Integra Energy network name.
Updated the following ABB products:
HVC 150-C | HVC-C
Terra 124 ### | Terra 124 ###
Terra 184 ### | Terra 184 ###
2026-01-07
Updated model names for the following Nuvve products:
TP-30DC-V2G-H1-C | TP-30DC-V1G(-####)
TP-200DC-V1G-H2-CC | TP-200DC-V1G(-####)
TP-240DC-V1G-H2-CC | TP-240DC-V1G(-####)
2025-12-10
Updated certificates for ABB product:
Terra 184
Added new organization product list: Eversource/UI
2025-12-09
Added the following Xeal products:
Xeal-64 charger
Updated the naming convention of Jule (eCamion) Jule-350 (Jule Charger 350) at vendor request.
Updated the following Jule (eCamion) products:
Jule-100 | Jule Charger 100
Jule-200 | Jule Charger 200
Jule-350 | Jule Charger 350
Updated the The Mobility House network.
2025-12-08
Imported all Eversource/UI legacy eligible equipment
2025-12-02
Revised Noodoe products for ISO compliance with updates from SCE.
Added the following derated Autel products.
Maxi UW19LJ02-40 | MaxiCharger AC 80A-40
UW12-J0650CA0002-32 | MaxiCharger AC Single-32
Added the following derated Siemens products:
8EM13105HF141GA2-40 | VersiCharge AC 48A NTEP-40
8EM13155HG141GA2-40 | VersiCharge Blue AC 48A NTEP-40
Added the following derated Wallbox product:
PUP3-#-#-6-#-##-#-40 | Pulsar Pro 48A-40
Added the following EVIQO products:
J1772 plug in 40A (gen 2.1) | EVIPOWER
J1772 hardwired 48A (gen 2.1) | EVIPOWER
Nacs plug in 40A (gen 2.1) | EVIPOWER
Nacs hardwired 48A (gen 2.1) | EVIPOWER
AC 40A | UN2-A40T
AC 48A | UN2-A48T
AC 80A | UN2-A80T
AC 40A | UN2-A40N
AC 48A | UN2-A48N
AC 80A | UN2-A80N
AC 40A | UN2Pro-A40T
AC 48A | UN2Pro-A48T
AC 80A | UN2Pro-A80T
AC 40A | UN2Pro-A40N
AC 48A | UN2Pro-A48N
AC 80A | UN2Pro-A80N
2025-12-01
Modified certain Eaton product model numbers at vendor request.
2025-11-20
Updated supplier agreement status for all FractalEV products
Updated the Flipturn network.
2025-11-19
Updated the following LEDVANCE LLC products:
75899 | EVC/48A/LVL2/C2/OR
75900 | EVC/48A/LVL2/ISO/C2/OR
75901 | EVC/48A/LVL2/ISO/CC/C2/OR
75905 | EVC/48A/LVL2/4G/C2/OR
75906 | EVC/48A/LVL2/4G/ISO/C2/OR
75907 | EVC/48A/LVL2/4G/ISO/CC/C2/OR
75927 | EVC/48A/LVL2/4G/CC/C2/OR
74903 | EVC/80A/LVL2/ISO/C2/OR
75902 | EVC/80A/LVL2/C2/OR
75904 | EVC/80A/LVL2/ISO/CC/C2/OR
75915 | EVC/80A/LVL2/4G/C2/OR
75925 | EVC/80A/LVL2/4G/ISO/C2/OR
75926 | EVC/80A/LVL2/4G/ISO/CC/C2/OR
75928 | EVC/80A/LVL2/4G/CC/C2/OR
Updated vendor agreement status for ChargePoint
2025-11-14
Updated naming conventions for all Nuvve products.
Added a new Lynkwell product:
LW102-AC80-# | Xlynk
Added the following Lynkwell products:
LW141-DC480/480-SA-CC18 | LW141-DC480/480-SA-CC18
LW141-DC480/480-SA-CN-18 | LW141-DC480/480-SA-CN-18
LW141-DC480/400-SA-CC18 | LW141-DC480/400-SA-CC18
LW141-DC480/400-SA-CN18 | LW141-DC480/400-SA-CN18
LW141-DC480/320-SA-CC18 | LW141-DC480/320-SA-CC18
LW141-DC480/320-SA-CN18 | LW141-DC480/320-SA-CN18
2025-11-13
Updated criteria language for CA-10 to reflect new guidance language from CEC.
2025-11-12
Added the following Electron Charger products:
EC-EVC-L2-19KW-G2 | EC-EVC-L2-19KW-G2
EC-EVC-L2-D19KW-G1 | EC-EVC-L2-D19KW-G1
EC-EVC-L3-D120KW-G2 | EC-EVC-L3-D120KW-G2
EC-EVC-L3-D60KW-G3 | EC-EVC-L3-D60KW-G3
EC-EVC-L3-D240KW-G2 | EC-EVC-L3-D240KW-G2
Added the following BTCPower product subvariants:
HPCD7-350-###-01# | Gen4 Public Dispenser
Updated the following BTCPower products:
HPCT3-###-480-# / HPCD7-500-###-01# | Gen4 Public Dispenser
2025-11-07
Updated the following Tellus Power products:
TP-V2G-20-480
TP-V2G-30-480
TP-V2G-40-480
TP-V2G-60-480
Added the following FractalEV products:
FR-802E1DRNAK | FR-80 (ISO)
FR-482E1DRNAK | FR-48 (ISO)
2025-11-06
Updated the following CyberSwitching products:
CSE1-4G-BL | CSE1
CSE1-4G-BL-40 | CSE1
Added the following CyberSwitching products:
CSE4-4G-BL | CSE4
CSDC240 | CSDC
Added the following SWTCH Energy product:
EVH006-48 | Joint Tech 48A
2025-11-05
Added the following PowerCharge products:
PC-E80-C-03 | P80 GW
PC-E80-C-04 | P80 NGW
PC-E48-C-02 | PC48 GW
PC-E48-C-04 | PC48NGW
2025-11-04
Updated the following Tellus Power products:
TP-V2G-20-480
TP-V2G-30-480
TP-V2G-40-480
TP-V2G-60-480
2025-10-28
Updated the following ChargePoint products:
CPH50 | Home Flex
CPH50-40 | Home Flex
Updated the following Emporia product:
EMEVSE1 | EV Charger
Added two products from Ford Motor Company:
NL38-10C823-AA | Bidirectional CCS compatible residential Level 2 EVSE; Ford Charge Station Pro
LJ98-10C823-AA ML98-10C823-AA | Ford Connected Charge Station
Added the following Revitalize Charging Solutions products:
REV+ 18 Single | REV+ 18 Single
REV+ 18 Dual | REV+ 18 Dual
REV+25 Single | REV+25 Single
REV+25 Dual | REV+25 Dual
Updated the following Wallbox products:
PUP1-#-1-5-#-### / PUP2-#-1-5-#-### | Pulsar Plus
PUP1-#-1-6-#-### / PUP2-#-1-6-#-### | Pulsar Plus
2025-10-23
Added the Seattle City Light product list.
2025-10-20
Added the following network:
The Mobility House | ChargePilot
Added the following Generac Power Systems products:
PUP2-U-1-5-N-GC2 | 40A Level 2 Plus
PUP2-u-1-6-C-GC2 | 48A Level 2 Plus
PUP3-U-1-6-C-GC2 | 48A Level 2 Pro
2025-10-14
Updated the following Eaton products:
GMDC100-CCSX2 | 100kW CCSX2
GMDC125-CCSX2 | 125kW CCSX2
GMDC150-CCS | 150kW CCS
GMDC150-CCSX2 | 150kW CCSX2
GMDC50-CCS | 50kW CCS
GMDC50-CCSX2 | 50kW CCSX2
GMDC75-CCSX2 | 75kW CCSX2
2025-10-10
Updated OCPP 2.0.1 capability for the following Lynkwell product:
LW141-AC50
Added the following Autel products:
MaxiCharger DH400 | MaxiCharger DH400
MaxiCharger DH360 | MaxiCharger DH360
MaxiCharger DH300 | MaxiCharger DH300
2025-10-06
Corrected model numbers for the following LEDVANCE LLC products:
75899 | EVC/48A/LVL2/C2/OR
75900 | EVC/48A/LVL2/ISO/C2/OR
75901 | EVC/48A/LVL2/C2/OR
75905 | EVC/48A/LVL2/4G/C2/OR
75906 | EVC/48A/LVL2/4G/ISO/C2/OR
75907 | EVC/48A/LVL2/4G/ISO/CC/C2/OR
75927 | EVC/48A/LVL2/4G/CC/C2/OR
74903 | EVC/80A/LVL2/ISO/C2/OR
75902 | EVC/80A/LVL2/C2/OR
75904 | EVC/80A/LVL2/C2/OR
75915 | EVC/80A/LVL2/4G/C2/OR
75925 | EVC/80A/LVL2/4G/ISO/C2/OR
75926 | EVC/80A/LVL2/4G/ISO/CC/C2/OR
75928 | EVC/80A/LVL2/4G/CC/C2/OR
2025-10-01
Added the following InCharge product:
ICE-132 V2X | ICE-132 V2X
2025-09-30
Updated the following Xiamen Topstar, Co., LTD products:
TSEA240V/32AUS | TSEA240V/##AUS
TSEA240V/40AUS | TSEA240V/##AUS
TSEA240V/48AUS | TSEA240V/##AUS
TSEA240V/80AUS | TSEA240V/##AUS
TSED240V/32A2US | TSED240V/##A2US
TSED240V/40A2US | TSED240V/##A2US
TSED240V/48A2US | TSED240V/##A2US
TSED240V/80A2US | TSED240V/##A2US
Added the following Pando product:
Pando 002A | Pando 002A
2025-09-29
Updated the following Heliox product:
HE9823009-01 | Heliox 44KW Bidirectional
Added the following LEDVANCE LLC products:
75902 | EVC/80A/LVL2/C2/OR
75915 | EVC/80A/LVL2/C2/OR
74903 | EVC/80A/LVL2/C2/OR
75925 | EVC/80A/LVL2/C2/OR
75904 | EVC/80A/LVL2/C2/OR
75928 | EVC/80A/LVL2/C2/OR
75926 | EVC/80A/LVL2/C2/OR
75899 | EVC/48A/LVL2/C2/OR
75905 | EVC/48A/LVL2/C2/OR
75900 | EVC/48A/LVL2/C2/OR
75906 | EVC/48A/LVL2/C2/OR
75901 | EVC/48A/LVL2/C2/OR
75927 | EVC/48A/LVL2/C2/OR
75907 | EVC/48A/LVL2/C2/OR
Added the following derated Autel products:
UW12-J0610CA0002-32 | MaxiCharger AC Single
Maxi UW19L002-40 | MaxiCharger AC Pro 80A-40
Updated the following BTC Power products:
L3A-120-480-###
L3A-150-480-###
L3A-180-480-### | Gen4 180kW AIO
L3A-90-480-###
2025-09-25
Announcement of EvoCharge departure from industry. For more information, visit:
https://evocharge.com/?_hsenc=p2ANqtz-8PABGpHXOs9sSIIs6g_gg0Z0VbOQ6LaxTGWqlw37I1nnxYFSm_Y3zti5RIB-IT9kCdwKdktE_8Op6cGgSnA4fT5Eq6mA&_hsmi=382239219
Updated the following Loop product certificates:
EVS-FLASH-300-D01 | Infinity Flash (with screen)
EVS-FLASH-300-D01-150 | Infinity Flash (with screen)(derated)
2025-09-24
Added the following Autel product:
MaxiCharger DH480 | MaxiCharger DH480
2025-09-23
Updated the following InCharge products:
ICE 480 | ICE 480
ICE CUBE 200kWh/200kW Battery Buffer | ICE CUBE 200kWh/200kW Battery Buffer
ICE-120 | ICE-120
ICE-180 | ICE-180
ICE-30 | ICE-30
ICE-60 | ICE-60
ICE-22 V2X Wallbox | ICE-22 V2X Wallbox
ICE-44 V2X Wallbox | ICE-44 V2X Wallbox
ICE-66 V2X | ICE-66 V2X
Updated the InCharge network
Added the following InCharge product:
ICE60K3-FDW-UU2 | ICE-60 DCWB
Added the following CHAEVI product subvariants:
CV-3FD120P-IUL3 | SONIC (120kW) (3 Phase, 3 Wire)
CV-3FD150P-IUL3 | SONIC (150kW) (3 Phase, 3 Wire)
CV-3FD180P-IUL3 | SONIC (180kW) (3 Phase, 3 Wire)
2025-09-16
Updated Wevo Energy supplier agreement status.
2025-09-15
Added the following Zerova product:
DS150: DSWU152/DSWA152 | DS Series: DS150
2025-09-12
Added subvariants of the following CHAEVI products:
CV-3UD403P-NCC3 (CCS1/CCS1) | SUPERSONIC
CV-3UD403P-NCN3 (CCS1/NACS) | SUPERSONIC
CV-3UD403P-NDN3 (NACS/NACS) | SUPERSONIC
2025-09-10
Added the following Voltpost, Inc. product:
Voltpost Air Pole Mount | Voltpost Air
Added the Electric Avenue network.
2025-09-09
Added criteria 1-4B: FCC RF Emissions, Part 15 Class B
2025-09-04
Added the following Gateway International 360 product:
GW-EV75/XXX | GW-EV75/XXX
Updated the following NorthCharge product for ISO 15118 compliance:
ADC002C190NACS90 | CORE 180
Added the following Power Innovations International Inc. products:
EVQC030-#### | 30kW DC EV Quick Charger
EVQC060-#### | 60kW DC EV Quick Charger
EVQC060-M### | 60kW Indoor Mobile DC EV Quick Charger
2025-09-03
Added the following Espen product:
TSEA240V/##AUS | TSEA240V/##AUS
2025-08-29
Updated the following Chargie products for SASD compliance:
CH-L-48-PRAC-1-18
CH-L-48-PRAC-1-18-32
CH-L-48-PRAC-1-18-40
CH-L-48-PRACT-1-25
CH-L-48-PRACT-1-25-32
CH-L-48-PRACT-1-25-40
Added the following Lynkwell product:
LW301-DC320 | LW301-DC320
Updated certificates for the following Espen products:
EVC/A16 | EVC/A16
EVC/A32 | EVC/A32
EVC/A40 | EVC/A40
EVC/A48 | EVC/A48
EVC/A80 | EVC/A80
Added the following Integra Energy products:
IEV-48SEL-G2 | IEV-48SEL-G2
IEV-80SEL-G2 | IEV-80SEL-G2
Updated port options on all Nuvve DCFC.
2025-08-28
Updated the following Tellus Power product for new OCA certificates:
TP-EVPD-180kW (TP5-180-480)
2025-08-27
Added the following C6AM subvariant from XCharge:
C6AM200XX (125kW) | C6AM200XX (125kW)
Added the following de-rated TurnOnGreen product:
EVP1100-W/CPEVAC-11KW-J17-W-32 EVP1100-WG/CPEVAC-11KW-J17-WG-32 CPEVAC-11KW-S18-#-32
Added the following de-rated EverCharge product:
EV002-48,E800-1000-32A | EV02
Added the following de-rated Lynkwell product:
LW101-AC48-40 | Xlynk
2025-08-26
Added three new Power Electronics products:
NB400U | NB400
NB320U | NB400
NB240U | NB400
2025-08-25
Updated the following ChargeTronix product:
CTX-C40-240-1 | FLUX AC 40A
2025-08-22
Added the following Xiamen Topstar Co. Ltd. products:
TSEA240V/##AUS | TSEA240V/##AUS
TSED240V/##A2US | TSED240V/##A2US
Updated the following XCharge products for EnergyStar and FCC certificates:
C6AM150XX | C6AM150XX
C6AM200XX | C6AM200XX
C6AM90XX | C6AM90XX
C7AM-240-CC / C7AM-240-LQ- CC | C7AM
C7AM-280-CC / C7AM-280-LQ-CC | C7AM
C7AM-320-CC / C7AM-320-LQ-CC | C7AM
C7AM-360-CC / C7AM-360-LQ-CC | C7AM
C7AM-400-CC / C7AM-400-LQ-CC | C7AM
Added the following XCharge products:
NZS/2215, NZS/430 | GridLink 01, GridLink 02
2025-08-18
Updated the following Blink products:
01-0577 | Blink 120kW
780 (40A) | Series 7 ISO (Enhanced)
780 (48A) | Series 7 ISO (Enhanced)
780 Series | Series 7 ISO Plus
880 (40A) | Series 8 ISO (Enhanced)
880 (48A) | Series 8 ISO (Enhanced)
880 (80A) | Series 8 ISO Plus
Updated the following ChargeTronix product:
TP-EVPD-120kW | 120kW DCFC
Added the following Blink product:
9100 | Series 9
2025-08-15
Added the following Kempower C-Series subvariants:
C501### | C-Series
C502### | C-Series
C503### | C-Series |  | HE9820014-01-AAV HE9820014-01-AAA | Flex 180 AIO
C801### | C-Series
C802### | C-Series
C803### | C-Series
2025-08-14
Added the BreatheEV network.
Added the following Heliox product:
HE9820014-01-AAV HE9820014-01-AAA | Flex 180 AIO
2025-08-08
Updated the following Espen products for ISO15118 compatability:
EVC/A48SX2 | EVC/A48SX2
EVC/A48SX2-40 | EVC/A48SX2
EVC/A48S | EVC/A48S
EVC/A48S-40 | EVC/A48S
EVC/A80S | EVC/A80S
EVC/A80S-40 | EVC/A80S
Added the following Espen products:
EVC/A16 | EVC/A16
EVC/A32 | EVC/A32
EVC/A40 | EVC/A40
EVC/A48 | EVC/A48
EVC/A80 | EVC/A80
Added the following ABB product:
C50S#NA### | C50
2025-08-06
Updated and consolidated the following Zerova products:
DD3.0/3.5 Dispenser: DDWU362/DDWA362 | DO/DD Series: DD3.0/3.5 Dispenser
DO360: DOWU362/DOWA362 | DO/DD Series: DO360
DQ480: DQWU482/DQWA482 | DQ Series: DQ480
DS120: DSWU122/DSWA122 | DS Series: DS120
DS180: DSWU182/DSWA182 | DS Series: DS180
DS60: DSWU601/DSWA601 | DS Series: DS60
DS90: DSWU901/DSWA901 | DS Series: DS90
DT240: DTWA240 | DT Series: DT240
DW30: DWWU301/DWWA301 | DW Series: DW30
DZ480: DZWU482/DEZWA482 | DZ Series: DZ480
Added the Epic Charging network
Added two new Lynkwell products:
LW202-AC48
LW202-AC80
Added the following ICAPIA products:
ICACOP48 | OPAL OMNI 48
ICACLS80 | i80
ICACLS4040 | i4040
ICACLS4080 | i4080
2025-08-05
Updated the following Tellus Power product:
TP-EVPD-120kW (TP5-120-480)
2025-07-25
Added the following BTCPower product:
HPCD8-350-0# | Fleet Dispenser
Updated criteria selections for PacifiCorp's residential EVSE
New selections can be found in the 'INFO' tab
Added equipment lists for PSEG-Long Island
2025-07-24
Added the following Ekoenergetyka products:
AXE-S2B0-65XX4XXXX, AXE-S2B0-66XX4XXXX | Axon Easy 180
AXE-S2A8-60XX4XXXX, AXE-S2A8-06XX4XXXX, AXE-S2A8-50XX4XXXX, AXE-S2A8-05XX4XXXX | Axon Easy 150
AXE-S2A7-66XX4XXXX, AXE-S2A7-65XX4XXXX | Axon Easy 120
Added the following networks:
EVGo
Stay N Charge
Synop
2025-07-23
Added the following de-rated Autel products for SCE:
UW12-J0610CA0002-40
UW12-J0650CA0002-40
Added the following ChargeTronix product:
CTX-C40-240-1 | FLUX AC 40A
Added the following de-rated Epic Charging products for SCE:
EC48-AC-40
ECB48-AC-40
Updated Noodoe products for ISO 15118 attestation.
Added the following de-rated PowerFlex Systems products for SCE:
W1-UC168-0MF1FR-32 | ADV+48A / SC48
W1-UC168-0MK1ER-32 | IC 48A
W1-UC168-0ML1EP-32 | IC 48A with POS
Updated vendor agreements for Buzze, ENERGY5, and DynaChrg
2025-07-22
Added the following Eaton products:
CP6####-50A-##-40-ETN (E0-000024) | 6000 Series
CP6####-50A-L##-ETN (E0-000024) | 6000 Series
CP6####-80A-L##-ETN (E0-000011) | 6000 Series
CPE250C-625-CCS1-200A-****-ETN (E0-000057) | Express 250
CPE280-800-NA-ETN (E0-000065) | Express 280 DC Fast Charging Station
CPE280-800-NA-ETN (E0-000065) | Express 280 DC Fast Charging Station
CPE280-800-NA-CHIP-ETN (E0-000062) | Express 280 DC Fast Charging Station
CPE280-800-NA-CHIP-ETN (E0-000062) | Express 280 DC Fast Charging Station
CPE280-800-NA-FHWA-ETN (E0-000063) | Express 280 DC Fast Charging Station
CPE280-800-NA-FHWA-ETN (E0-000063) | Express 280 DC Fast Charging Station
CPF50- L##-******-ETN (E0-000249) | CPF50
CPF50- L##-******-40-ETN (E0-000249) | CPF50
CPH50-ETN (E0-000249) | Home Flex
CPH50-40-ETN (E0-000249) | Home Flex
CT40##-GW1-*****##-ETN (E0-000067) | CT4000
Express Plus 1000 Power Block: CPPB0001***-ETN (E0-000088) PM1.5 43-001200-**-ETN (E0-000088) EXPP-PL10##*-#*#*#-#*#*#-***-ETN (E0-000088) | Express Plus
EXPP-PL20##-ETN (E0-000174) | Express Plus 2000
EXPP-PL20##-CHIP-ETN (E0-000183) | Express Plus 2000
EXPP-PL20##-FHWA-ETN (E0-000184 | Express Plus 2000
2025-07-17
Added the following DynaChrg products:
EVS160 | 160kW Standalone Unit
EVS240 | 240kW Standalone Unit
EVS480 | Distributed Model 480kW up to 3 Dual Port Dispensers
Added the following QCharge123 products:
QAC2-BR | Residential/Low Commercial Charger
QAC2-BC | Commercial Charger
2025-07-09
Added the following ENERGY5 products:
IC3-32A-H-A | ENERGY5 PowerPump (IC3)
SC3-32A-H | ENERGY5 PowerPump (SC3)
2025-07-08
Updated the following Heliox products:
HE9823009-01 | Heliox 44KW Bidirectional
HE9821001-01 | Flex 180
HE9822019-01 | Flex 360
Added the OPF Energy, LLC network.
2025-06-30
Updated Loop Global products for data sharing agreements.
2025-06-27
Removed the following BTCPower products at vendor request:
EVP-1001-30-#
EVP-2001-30-# (L2#-30-280-##-###)
EVP-2001-40-# (L2#-40-240-##-###)) | AC Level 2 40A
EVP-2001-70-# (L2#-70-240-##-###) | AC Level 2 70A
EVP-2002-30-# (L2#-30-240-##-###) | AC Level 2 30A
EVP-2002-40-# (L2#-40-240-##-###) | AC Level 2 40A
EVPC-100 (HPCT-100) | Modular HPC System 100kW
EVPC-150 (HPCT-150) | Modular HPC System 150kW
EVPC-200 (HPCT-200) | Modular HPC System 200kW
EVP-FC-50-001
EVP-FC-50-002
L3#-25-###-CS
L3#-50-###-CS
L3R-100-480
2025-06-26
Added the following IXP, LLC product:
IXP-EVC10 | SMART CONNECTED LEVEL 2 EV CHARGING STATION
Added the following NorthCharge US LLC product:
ADC002C190NACS90 | CORE 180
2025-06-24
Updated the following Autel products:
Maxi UW19C002 | MaxiCharger AC Pro 80A
Maxi UW19CJ02 | MaxiCharger AC 80A
Maxi UW19L002 | MaxiCharger AC Pro 80A
Maxi UW19LB02 | MaxiCharger AC 80A
Maxi UW19LJ02 | MaxiCharger AC 80A
2025-06-20
Added the following DynaChrg products:
EVN120P | Stand alone Advertising 120
EVN120F | Stand alone Fleet 120
EVN180P | Stand alone Advertising 180
EVN180F | Stand alone Fleet 180
EVN240P | Stand alone Advertising 240
EVN240F | Stand alone Fleet 240
EVN300P | Stand alone Advertising 300
EVN300F | Stand alone Fleet 300
EVN360P | Stand alone Advertising 360
EVN360F | Stand alone Fleet 360
EVJ002 | EVJ001
EVJ005 | EVJ005
Added the DynaChrg network
Updated the following Autel products:
AC W12-L-4G | AC Elite
AC W12-L-4G-40 | AC Elite 40
DC Compact - UW040A2501 | DC Compact
DC HiPower | DC HiPower
Maxi UW19C002 | MaxiCharger AC Pro 80A
Maxi UW19CJ02 | MaxiCharger AC 80A
Maxi UW19L002 | MaxiCharger AC Pro 80A
Maxi UW19LB02 | MaxiCharger AC 80A
Maxi UW19LJ02 | MaxiCharger AC 80A
UF####001 | AC Ultra
UF####101 | AC Ultra
UF####1-40 | AC Ultra 40
UF060A3001 | Maxicharger DC Fast 60kW
UF080A3001 | Maxicharger DC Fast 80kW
UF100A3001 | Maxicharger DC Fast 100kW
UF120A3001 | Maxicharger DC Fast 120kW
UF140A4001 | Maxicharger DC Fast 140kW
UF160A4001 | Maxicharger DC Fast 160kW
UF180A4001 | Maxicharger DC Fast 180kW
UF200A4001 | Maxicharger DC Fast 200kW
UF220A4001 | Maxicharger DC Fast 220kW
UF240A4001 | Maxicharger DC Fast 240kW
UW12-J0610CA0002 | MaxiCharger AC Single
UW12-J0650CA0002 | MaxiCharger AC Single
Updated the Autel network.
2025-06-18
Added the following Heliox product:
HE9823009-01 | Heliox 44KW Bidirectional
2025-06-17
Updated the following Espen products:
EVC/A48S | EVC/A48S
EVC/A48S-40 | EVC/A48S
EVC/A48SX2 | EVC/A48SX2
EVC/A48SX2-40 | EVC/A48SX2
EVC/A80S | EVC/A80S
EVC/A80S-40 | EVC/A80S
Updated the following Gateway International 360 products:
GW-EV500/XXX | GW-EV500/XXX
GW-EV550-C/XXX | GW-EV550-C/XXX
GW-EV600/XXX | GW-EV600/XXX
Updated the following Integra Energy products:
IEV-48SEL | IEV-48SEL
IEV-48SEL-40 | IEV-48SEL
IEV-80SEL | IEV-80SEL
IEV-80SEL-40 | IEV-80SEL
Updated the following ABB products:
Terra 124 ### | Terra 124 ###
Terra 184 ### | Terra 184 ###
Terra 54 | Terra 54 UL
Terra 54 HV | Terra 54HV UL
Terra 94 ### | Terra 94 ###
Updated the following Blink products:
IQW2-80U-M3-R3-N-25 (Advanced- LTE- W) | IQ 200 Advanced
IQW2-80U-M3-R3-N-25-40 (Advanced- LTE- W) | IQ 200 Advanced
780 | Series 7 ISO Single
880 (80A) | Series 8 ISO Plus
Updated the following breezEV products:
EVC-L2-48A-L1-1-4G-D-AU-L-# | SMART CONNECTED LEVEL 2 EV CHARGING STATION
EVC-L2-P80-18-AP# | P80 - 80AMP Level 2 Charger
Updated the following BTCPower products:
EVP-2001-30-# (L2#-30-280-##-###) | AC Level 2 30A
EVP-2001-40-# (L2#-40-240-##-###)) | AC Level 2 40A
EVP-2001-70-# (L2#-70-240-##-###) | AC Level 2 70A
EVP-2002-30-# (L2#-30-240-##-###) | AC Level 2 30A
EVP-2002-40-# (L2#-40-240-##-###) | AC Level 2 40A
EVPC-100 (HPCT-100) | Modular HPC System 100kW
EVPC-150 (HPCT-150) | Modular HPC System 150kW
EVPC-200 (HPCT-200) | Modular HPC System 200kW
L3R-100-480
Updated the following ChargePoint products:
CP6####-50A-##-40 | 6000 Series
CP6###X-50A-L## | 6000 Series
CP6###X-80A-L## | 6000 Series
CPE250C-625-CCS1-200A-**** | Express 250
CPF50- L##-****** | CPF50
CPF50- L##-******-40 | CPF50
Updated the following Delta products:
EVHU104UPAB | City 100kW
EIDN-U350KTA01 | Delta HP 350kW
Updated the following Eaton products:
GMEV32BAB-DC / GMEV32BR-DC / GMEV32BAB-JB / GMEV32BR-JB / GMEV32BR-WC / GMEV32BR-WCPL GMEV32XXX-XXXX | Green Motion EV Charger
GMEV40CIE1B-WC/ GMEV40CIC1B-WC | Green Motion EV Charger
GMEV40CME1B-WC/ GMEV40CMC1B-WC/ GMEV40CMX1B-WC | Green Motion EV Charger
GMEV80CIE1B-WC/ GMEV80CIC1B-WC | Green Motion EV Charger
GMEV80CMC1B-AA | Green Motion EV Charger
GMEV80CMC1B-AB | Green Motion EV Charger
GMEV80CMC1B-AC | Green Motion EV Charger
GMEV80CME1B-AA | Green Motion EV Charger
GMEV80CME1B-AB | Green Motion EV Charger
GMEV80CME1B-AC | Green Motion EV Charger
GMEV80CME1B-WC/ GMEV80CMC1B-WC/ GMEV80CMX1B-WC | Green Motion EV Charger
Updated the following EFACEC products:
HV160 | Ultra Fast Charging Station
HV175 | Ultra Fast Charging Station
QC20 | Quick Charging Station
QC45 | Quick Charging Station
Updated the following Legrand product:
LNA-EVC1-48-SV1 | Networked Level 2 Commercial EV Charger, 48A
Updated the following BorgWarner product:
RES-DCVC60-480 | EV DC Fast Charging Power Conversion System (PCS) 125kW
Updated the following SARIN Energy product:
SES-EVC-AC48A01HW-U-**** | Deluxe Premium Commercial Charger
Updated the following networks:
AmpUp
Blink
ChargePoint
Eaton
EV Connect
EVGateway
InCharge
Xeal
2025-06-13
Updated the following i-charging products:
blueberry | BB50
blueberry CLUSTER | blueberry CLUSTER
blueberry FUSION | blueberry FUSION
blueberry PLUS | PU 200 R2 / PU 300 R2
2025-06-12
Updated the following Heliox products:
HE9821001-01 | Flex 180
HE9822019-01 | Flex 360
HE9823005-01 | Heliox 60kW
HE9823007-01 | Heliox 30kW
2025-06-11
Updated the following Loop Global products:
EVS-FLASH-300-D01 | Infinity Flash (with screen)
EVS-FLASH-300-D01-150 | Infinity Flash (with screen)(derated)
EVS-FLASH-300-D02 | Infinity Flash (without screen)
EVS-FLASH-300-D02-150 | Infinity Flash (without screen)(derated)
Updated the following Ford Pro Charging products:
FPC-AC0080ZC-U##
FPC-AC0011ZC-U##
FPC-AC0019ZC-U##
Minor changes to file functionality
Renaming 'Network ONLY' category of products to 'Network Software'
2025-06-06
Added the following EverCharge products:
E800-1017-01 | DCFC 240kW Power Cabinet
E800-1029-01 | DCFC 240kW Power Dispenser, w/Dual 200A CCS1
E800-1036-01 | DCFC 30kW w/CCS1 Connector, Wall Mounted
E800-1040-01 | DCFC 180kW All-in-One, w Dual CCS1
E800-1042-01 | DCFC 320kW All-in-One, w/ Dual CCS1
2025-06-05
Updated the following Tritium product:
TRI-153-RTM-02-075-#### | RTM 75
Added the following Tritium products:
TRI-153-RTM-02-025-#### | RTM 25
TRI-153-RTM-02-050-#### | RTM 50
2025-05-28
Added the following Autel products:
UW12-J0610CA0002 | MaxiCharger AC Single
UW12-J0650CA0002 | MaxiCharger AC Single
MAXI US AC W10-N14 | AC Elite Home
MAXI US AC W10-N6 | AC Elite Home
MAXI US AC W12 | AC Elite Home
MAXI US AC W10-N14-H | AC Elite Home
MAXI US AC W10-N6-H | AC Elite Home
MAXI US AC W12-H | AC Elite Home
MAXI US AC LW12 | AC Lite
MAXI US AC LW10-N14 | AC Lite
2025-05-27
Added the following EVmode product:
EVM2000-EVM101U | EVM2000
Updated model numbers for the following Wallbox products:
PUP1-#-1-5-#-### / PUP2-#-1-5-#-### | Pulsar Plus
PUP1-#-1-6-#-### / PUP2-#-1-6-#-### | Pulsar Plus
Added the following ChargeSmart EV products:
CSEV-AC-#P
CSEV-DC060
CSEV-DC080
CSEV-DC100
CSEV-DC120
CSEV-DC140
CSEV-DC160
CSEV-DC180
CSEV-DC200
CSEV-DC220
CSEV-DC240
CSEV-DCHi
Added the following SARIN Energy product:
SES-EVC-AC48A01HW-U-**** | Deluxe Premium Commercial Charger
2025-05-20
Updated the following Integra Energy products:
IEV-48SEL
IEV-48SEL-40
IEV-80SEL
IEV-80SEL-40
2025-05-16
Added the following It's Electric Inc. product:
Brooklyn-718
2025-05-15
Added the following EnergiSpot products:
ATLUE2-32AAS | Level 2 AC Charger
ATLEU2-50AAS | Level 2 AC Charger
ATLEU2-80AAS | Level 2 AC Charger
DAPUE1-W40S1 | NRG 40kW - DC Fast Charger
DSPUE1-180 (T), DSPUE1-180 (P) | NRG 180 - DC DC Super Fast Charger
DSPUE1-350 (T), DSPUE1-350 (P) | NRG 350 - DC Ultra Fast Charger
2025-05-13
Added the following Maverick LED products:
MES-EV-TS-5-DG80-WM-US-R | MES TS Series Dual Gun 80A/80A
MES-EV-TS-5-DG40-WM-US-R | MES TS Series Dual Gun 48A/48A
MES-EV-LH-DG80 | MES LH Series Dual Gun 80A Dual 40A
2025-05-09
Updated vendor agreement status for Sinexcel.
Updated the following FLO product:
CoRe+™ MAX
Updated Salt River Project equipment list to remove DCFC with outputs under 50kW
2025-05-08
Updated the following Siemens products:
8EM13105HF141GA2 | VersiCharge AC 48A NTEP
8EM13155HG141GA2 | VersiCharge Blue AC 48A NTEP
VersiCharge 11.5kW 8EM1310-5CF14-0GA0 | VersiCharge
VersiCharge 11.5kW 8EM1310-5CF14-1GA2 | VersiCharge
VersiCharge 11.5kW 8EM1312-5CF18-0FA3 | VersiCharge
VersiCharge 9.6kW 8EM1310-4CF14-0GA0 | VersiCharge
VersiCharge 9.6kW 8EM1310-4CF14-1GA2 | VersiCharge
VersiCharge 9.6kW 8EM1312-4CF18-0FA3 | VersiCharge
Updated the following Delta products:
EIDN-U350KTA01 | Delta HP
Updated the WeVo Energy network.
Updated the following SK Signet product:
FC200K-##-## | V2 200kW AIO system
Added the following SK Signet product:
CD40*# / CP60*# | V2 VE 600kW Distributed system
2025-05-05
Updated SCE's criteria list to accommodate higher powered equipment with Charge Ready Light Duty
2025-05-02
Added the Loop Global network
Added the following Espen products:
EVC/D040P/S### | EVC/D040P/S###
EVC/D060P/S### | EVC/D060P/S###
Modified the following CHAEVI products to include subvariants:
CV-3FD180P-IUL | SONIC (180kW)
CV-3FD150P-IUL | SONIC (150kW)
CV-3FD120P-IUL | SONIC (120kW)
DCV-3FD180-ICN | DUOCONIC (180kW)
DCV-3FD150-ICN | DUOCONIC (150kW)
DCV-3FD120-ICN | DUOCONIC (120kW)
2025-04-16
Updated the following SK Signet product:
FC200K-##-##
Updated the following SWTCH Energy products:
AXLU111001/48 | AX48
AXLU191001/80 | AX80
EX-1193-1 | SWTCH Lite-On Platinum IC3 80A
EX-1193-3 | SWTCH Lite-On Platinum SC3 80A
IC3-32A-H-A | SWTCH Lite-On Platinum IC3
SC3-32A-H | SWTCH Lite-On Platinum SC3
Updated the SWTCH Energy network.
2025-04-16
Updated supplier agreements for Alpitronic and Noodoe
2025-04-14
Updated the following CHAEVI products:
CV-3FD180P-IUL | SONIC
CV-3UD403P-NCC3 | SUPERSONIC
DCV-3FD180-ICN | DUOCONIC
Updated file iconography to differentiate between certificate-based and attestation-based criteria.
2025-04-11
Added the following Sinexcel products:
SEC1000/160Y-H-U； SEC1000/160Y-T-U； SEC1000/160Y-HH-U； SEC1000/160Y-TT-U； SEC1000/160Y-HT-U； SEC1000/120Y-H-U； SEC1000/120Y-T-U； SEC1000/120Y-HH-U； SEC1000/120Y-TT-U； SEC1000/120Y-HT-U； SEC1000/60Y-C-U； SEC1000/60Y-S-U； SEC1000/60Y-CC-U； SEC1000/60Y-SS-U； SEC1000/60Y-SC-U； | SEC160
SEC1000/240Y-H-U SEC1000/240Y-HH-U SEC1000/240Y-HJ-U SEC1000/240Y-T-U SEC1000/240Y-HT-U SEC1000/240Y-TJ-U SEC1000/240Y-TT-U | SEC 240
SEC1000/360F-N-U SEC1000/480F-N-U SEC1000/200U-C-U SEC1000/200U-CC-U SEC1000/200U-CJ-U SEC1000/300U-H-U SEC1000/300U-HH-U SEC1000/300U-HC-U SEC1000/300U-HJ-U SEC1000/500U-F-U SEC1000/500U-FH-U SEC1000/500U-FC-U SEC1000/500U-FJ-U SEC1000/300U-T-U SEC1000/300U-TJ-U SEC1000/300U-HT-U SEC1000/300U-TT-U SEC1000/300U-TC-U SEC1000/500U-FT-U | SEC 480
2025-04-08
Updated all ChargeTronix products.
2025-04-08
Added the EV Plus network
2025-04-07
Updated vendor agreement status for StarCharge
Modified the requirments for NYSERDA at organization request.
2025-04-03
Updated the following StarCharge products:
DC3200AN147XYZ/ DC2800AN147XYZ/ DC2400AN147XYZ/ DC1800AN147XYZ/ DC1500AN147XYZ/ DC1200AN147XYZ | Titan 320kW
2025-04-02
Updated the following ChargeTronix products:
CTX-AiO-60 | Apex 60kW DCFC
CTX-AiO-120 | Apex 120kW DCFC
CTX-AiO-160 | Apex 160kW DCFC
CTX-AiO-240 | Apex 240kW DCFC
Power Cabinet: CTX-DSPB-480 Dispenser: CTX-DST | Nexus 480kW Distributed System
Power Cabinet: CTX-DSPB-360 Dispenser: CTX-DST | Nexus 360kW Distributed System
Updated the following LITE-ON products:
EX-1193-H | IC2 80A POS
EX-1193-M | IC2 80A
EX-1193-E | SC2 Plus 80A
EX-1193-K | SC2 Plus 80A POS
EX-1193-T | SC2 80A
EX-1193-8 | BC2 80A
W1-UC168-0MF1F0 | SC48A
W1-UC168-0MF1F0 | ADV 48A
W1-UC168-0MF1FR | ADV+ 48A
W1-UC168-0MK1ER | IC 48A
W1-UC168-0MJ1EP | ADV+ 48A POS
W1-UC168-0ML1EP | IC 48A POS
W1-UC168-00B1F0 | BC 48A
Added the following Lynkwell products:
LW141-AC50 | LW141-AC50
LW141-DC640 | LW141-DC640
LW141-AC80 | LW141-AC80
LW141-DC40 | LW141-DC40
LW141-DC60 | LW141-DC60
LW141-DC80 | LW141-DC80
LW141-DC100 | LW141-DC100
LW141-DC120 | LW141-DC120
LW141-DC140 | LW141-DC140
LW141-DC160 | LW141-DC160
LW141-DC180 | LW141-DC180
LW141-DC200 | LW141-DC200
LW141-DC220 | LW141-DC220
LW141-DC240 | LW141-DC240
Updated vendor agreement status for Free2Move
2025-03-26
Updated the following ChargePoint products:
CPE250C-625-CCS1-200A-**** | Express 250
CPE280-800-NA | Express 280 DC Fast Charging Station
CPE280-800-NA | Express 280 DC Fast Charging Station
CPE280-800-NA-CHIP | Express 280 DC Fast Charging Station
CPE280-800-NA-CHIP | Express 280 DC Fast Charging Station
CPE280-800-NA-FHWA | Express 280 DC Fast Charging Station
CPE280-800-NA-FHWA | Express 280 DC Fast Charging Station
Express Plus 1000 Power Block: CPPB0001*** PM1.5 43-001200-** EXPP-PL10##*-#*#*#-#*#*#-*** | Express Plus
Express Plus 2000 (EXPP-PL20##) | Express Plus
Express Plus 2000 (EXPP-PL20##-CHIP) | Express Plus
Express Plus 2000 (EXPP-PL20##-FHWA) | Express Plus
2025-03-15
Updated the following Lynkwell product:
LW101-AC48 | Xlynk
Added the following Tesla products:
1450758 | SuperCharger V3 Cabinet
1732843 | SuperCharger V4 Post
2025-03-19
Updated the following LITE-ON products:
EX-1193-H | IC2 80A POS
EX-1193-M | IC2 80A
EX-1193-E | SC2 Plus 80A
EX-1193-K | SC2 Plus 80A POS
EX-1193-T | SC2 80A
EX-1193-8 | BC2 80A
W1-UC168-0MF1F0 | SC48A
W1-UC168-0MF1F0 | ADV 48A
W1-UC168-0MF1FR | ADV+ 48A
W1-UC168-0MK1ER | IC 48A
W1-UC168-0MJ1EP | ADV+ 48A POS
W1-UC168-0ML1EP | IC 48A POS
W1-UC168-00B1F0 | BC 48A
2025-03-17
Added the following Electron product:
EC-EVC-L2-11KW-G2
2025-03-12
Updated the following Wallbox products:
DCF3-3*[x]-8[yyyyyyy]-[zzz] | Supernova
PUP3-#-#-6-#-##-# | Pulsar Pro 48A
2025-03-11
Updated StarCharge vendor agreement status.
Updated the following FractalEV products:
FR482C1DRNAJ | FR48
FR802C1DRNAJ | FR80
2025-03-05
Updated the following BTC Power products:
HPCT3-###-480-# / HPCD7-500-###-01#
HPCD6-500-05-005
Added the Electrify America network
2025-03-04
Added the following InCharge product:
EX-1193-1
2025-03-03
Updated vendor agreement status for EVSIS
Updated the following InCharge product:
ICE 80A Dual
2025-02-26
Added the following Elinta Charge, UAB products:
CC-V2-USA-COM-PAY | CityCharge V2
CC-M2-USA-COM-PAY | CityCharge Mini2
Updated certifications for EV Connect network
Added the following Loop Global products:
EVS-FLASH-300-D01-150 | Infinity Flash (with screen)(derated)
EVS-FLASH-300-D02-150 | Infinity Flash (without screen)(derated)
2025-02-25
Updated naming convention for all Blink Series 7 and Series 8 products.
2025-02-24
Updated the following Blink products to reflect new port options:
880 (40A) | Series 8 (Enhanced)
880 (48A) | Series 8 (Enhanced)
880 (80A) | Series 8 Plus
Added the following Blink product:
C50####### C80####### | C-Series
2025-02-21
Updated port options for the following Tritium products:
PKM150
RTM75
2025-02-20
Updated all i-charging products
Updated the following EvoCharge products:
EVC5001####
EVC50
EVO80-###-###
EVO80-###-###-40
Updated the following Tellus Power products:
TP-EVPD-120kW
TP-EVPD-160kW
TP-EVPD-180kW
TP-EVPD-200kW
TP-EVPD-240kW
TP-EVPD-300kW
TP-EVPD-30kW
TP-EVPD-360kW
TP-EVPD-60kW
TP-V2G-20-480
TP-V2G-30-480
TP-V2G-40-480
TP-V2G-60-480
Updated all BTC Power products to reflect completed data sharing agreement
2025-02-06
Added the following BTC Power product:
HPCD6-500-05-005
Added the following ChargeTronix products
TP-V2G-20-480
TP-V2G-30-480
TP-V2G-40-480
TP-V2G-60-480
Updated the following ChargeTronix products:
TP-EVPD-120kW
TP-EVPD-160kW
TP-EVPD-180kW
TP-EVPD-200kW
TP-EVPD-240kW
TP-EVPD-300kW
TP-EVPD-30kW
TP-EVPD-360kW
TP-EVPD-60kW
TP-EVVA-80A
UP160J-#MP-###
UP80J-#MP-###
Added the following Blink products:
01-0577 | Blink 120kW
01-0578 | Blink 180kW
200-000320-A | Blink 200kW
01-0581 | Blink 240kW
01-0568 | Blink 300kW
01-0561 | Blink 30kW
01-0569 | Blink 360kW
01-0562 | Blink 60kW
Removed the following Blink products at vendor request:
TP5-120-480-2-300 | Blink (Tellus) 120kW
TP5-180-480-2-300 | Blink (Tellus) 180kW
TP5-30-480-1 | Blink (Tellus) 30kW
TP5-60-480-2 | Blink (Tellus) 60kW
2025-02-04
Removed the following Heliox products at vendor request:
HE9821003-01
OC 450 HE9818042-01 | Ultra-Fast 450 kW
Added the following Pando product:
Pando P001 | Pando P001 Smart Outlet
Added the Numocity network
2025-01-29
Added the ENERGY5 network
Updated data sharing agreement fields for OpConnect
Added the following ChargeSmart EV product:
CSEV-DCHi | DC HiPower
Updated all EVSIS products
2025-01-28
Added the following Seimens products:
8EM13105HF141GA2 | VersiCharge AC 48A NTEP
8EM13155HG141GA2 | VersiCharge Blue AC 48A NTEP
Added the following InCharge products:
ICE-80A Gen1
ICE-80A Gen2
2025-01-24
Updated the following Lynkwell products:
LW201-AC80
LW301-DC-180
LW301-DC200
LW301-DC240
LW301-DC30
LW301-DC60
LW401-DC200
2025-01-23
Updated all i-charging products
Added the Espen network
2025-01-16
Removed the following Blink products at vendor request:
748
848
01-0205 (IQ 200 Smart)
520 Series
630 Series
730 Series
Added the following Blink product:
780 | Series 7 ISO Single
2025-01-15
Updated the following Lynkwell products:
LW201-AC80
Added the following Lynkwell product:
LW401-DC600
2025-01-10
Updated the following ChargeTronix products:
TP-EVPD-120kW | 120kW DCFC
TP-EVPD-160kW | 160kW DCFC
TP-EVPD-180kW | 180kW DCFC
TP-EVPD-200kW | 200kW
TP-EVPD-240kW | 240kW DCFC
TP-EVPD-300kW | 300kW DCFC
TP-EVPD-30kW | 30kW DCFC
TP-EVPD-360kW | 360kW DCFC
TP-EVPD-60kW | 60kW DCFC
CTX-AiO-160 | Apex 160kW DCFC
CTX-AiO-240 | Apex 240kW DCFC
Added the following ChargeTronix products:
CTX-AiO-60 | Apex 60kW DCFC
CTX-AiO-120 | Apex 120kW DCFC
2025-01-09
Added the following Nuvve products:
TP-120DC-V1G-H2-CC
TP-160DC-V1G-H2-CC
TP-180DC-V1G-H2-CC
TP-200DC-V1G-H2-CC
TP-240DC-V1G-H2-CC
TP-300DC-V1G-H2-CC
TP-30DC-V1G-H1-C
TP-360DC-V1G-H2-CC
TP-60DC-V1G-H1-C
TP-20DC-V2G-H1-C
TP-30DC-V2G-H1-C
TP-40DC-V2G-H1-C
TP-60DC-V2G-H1-C
Added the following LITE-ON products:
EX-1193-H | IC2 80A POS
EX-1193-M | IC2 80A
EX-1193-E | SC2 Plus 80A
EX-1193-K | SC2 Plus 80A POS
EX-1193-T | SC2 80A
EX-1193-8 | BC2 80A
Updated the following Tellus Power products:
TP-EVPD-120kW
TP-EVPD-160kW
TP-EVPD-180kW
TP-EVPD-200kW
TP-EVPD-240kW
TP-EVPD-300kW
TP-EVPD-30kW
TP-EVPD-360kW
TP-EVPD-60kW
2024-12-20
Updated the following SK Signet units:
PC600K-PS-##
FC200K-##-##
2024-12-19
Updated the following BTCPower unit:
HPCT2-360-480-#
Added two new EvoCharge units:
EVC5002XYYY | EVC50
EVC5003XYYY | EVC50 LTE
2024-12-16
Added the following SK Signet unit:
PC600K-PS-##
Added the following EVBar unit:
Atlas D160-US
Added the following Kempower unit:
C50####### C80####### | C-Series
Updated the following Tellus Power units:
TP-EVPD-120kW
TP-EVPD-160kW
TP-EVPD-180kW
TP-EVPD-200kW
TP-EVPD-240kW
TP-EVPD-300kW
TP-EVPD-30kW
TP-EVPD-360kW
TP-EVPD-60kW
TP-EVVA-80A
TP-V2G-20-480
TP-V2G-30-480
TP-V2G-40-480
TP-V2G-60-480
2024-12-13
Updated all Alpitronic units.
Added the following ChargeTronix units:
Power Cabinet: CTX-DSPB-480 Dispenser: CTX-DST | Nexus 480kW Distributed System
Power Cabinet: CTX-DSPB-360 Dispenser: CTX-DST | Nexus 360kW Distributed System
CTX-AiO-160 | Apex 160kW DCFC
CTX-AiO-240 | Apex 240kW DCFC
2024-12-12
Added the following StarCharge unit:
DC3200AN147XYZ DC2800AN147XYZ DC2400AN147XYZ DC1800AN147XYZ DC1500AN147XYZ DC1200AN147XYZ | Titan 320kW
Added the Integra Energy network
Added the EvoCharge network
Updated the EV Connect network
Added the following Lite-On units:
W1-UC168-0MF1F0 | SC48A
W1-UC168-0MF1F0 | ADV 48A
W1-UC168-0MF1FR | ADV+ 48A
W1-UC168-0MK1ER | IC 48A
W1-UC168-0MJ1EP | ADV+ 48A POS
W1-UC168-0ML1EP | IC 48A POS
W1-UC168-00B1F0 | BC 48A
2024-12-11
Updated the following Tesla units to reflect support for ISO15118:
1734412-XY-Z | Universal Wall Connector
1457768-XY-Z | Wall Connector 3.0
Added the following CHAEVI unit:
CV-3UD403P-NCC3 | SUPERSONIC
Added the AmpControl network.
Updated the AmpUp network.
2024-12-10
Updated the Monta network to reflect completed data sharing agreements.
Updated the AmpUp network to reflect completed data sharing agreements.
Added the following Free2Move units:
E21CH012##
E21CH019Dx
E21CH180##
E21CH060Dx
E21CA180Dx
Added the following Lynkwell unit:
LW401-DC200
2024-12-04
Updated the following InCharge unit:
ICE 80A Dual
2024-12-03
Added the Buzze Inc. network
2024-11-27
Updated the following Cyber Switching products:
CSE1
2024-11-21
Updated Proterra equipement branding to Camber to reflect vendor name change.
Split the Xcharge C7AM family of chargers into the following subvariants:
C7AM-400-CC / C7AM-400-LQ-CC
C7AM-360-CC / C7AM-360-LQ-CC
C7AM-320-CC / C7AM-320-LQ-CC
C7AM-280-CC / C7AM-280-LQ-CC
C7AM-240-CC / C7AM-240-LQ-CC
2024-11-15
Added the following ChargeTronix units:
CTX-C32-240 | FLUX AC 32A
CTX-C48-240-1 | FLUX AC 48A
CTX-C80-240-2 | FLUX AC Dual 80A
CTX-C80-240-1 | FLUX AC Single 80A
CTX-C40-240-2 | FLUX AC Dual 40A
Updated the Xeal 32A
2024-11-14
Updated EVCHRON supplier agreement status.
2024-11-08
Added the following Ingeteam units:
RAPID 180
RAPID 150
RAPID 120
RAPID 90
RAPID 60E
2024-11-05
Added the following G9EV unit:
JB3.0-XXX | Legacy
2024-11-01
Updated all Alpitronic units.
2024-10-30
Added the following Zerova units:
DQWA482 | DQ480
DQWA360 | DQ360
DQWA242 | DQ240
DZWU482 | DZ480
DTWA240 | DT240
Revised the following Zerova units:
AXLU111001/ AX48
AXLU191001/ AX80
2024-10-29
Added the XCharge products:
C7AM family
2024-10-25
Added the following Tesla units:
1734412-XY-Z | Universal Wall Connector
1457768-XY-Z | Wall Connector 3.0
2024-10-22
Amended internal filters for certain AC products
Amended 3-4X to align with updated definitions from OCA
2024-10-18
Amended multiple criteria for Autel units.
2024-10-17
Added the following Lynkwell units:
LW301-DC-180
LW301-DC200
LW301-DC30
LW301-DC60
LW301-DC240
2024-10-15
Updated [OC-2] SCE Agreement for ATG Electronics and CENNTRO
2024-10-10
Corrected ISO compliance status for several Daimler Detroit eFill products.
Added Gateway International 360 products.
Corrected Autel UW19LB02 as not commercial
2024-10-04
Added the following Xeal unit:
A10L-25J1-3 | Xeal-32A
Updated the Xeal network information
Added the following CENNTRO unit:
DCC190C190 | DC Electric Vehicle Charging Station
2024-10-03
Removed Enel X Way products to reflect closure in the US.
Updated the following StarCharge units:
Neptune
Titan
Updated the following Espen units:
EVC/A48S
EVC/A80S
EVC/A48S
EVC/A80S
Added two new ChargeTronix units:
CTX-CAC48 | FLUX AC
CTC-CAC80 | FLUX AC
Added the following EvoCharge unit:
EVC5001####
Added the following XCharge unit:
C6AM200XX
Added the following EVSIS units:
JC-9932-180-CT | DC Charger 180kW
JC-9932-240-CT | DC Charger 240kW
JC-94F2-350-0T5 | DC Charger 350kW
JC-94F2-400-0T5 | DC Charger 400kW
2024-10-02
Updated the Plugzio network information
Updated the following i-charging units:
blueberry
blueberry CLUSTER
blueberry PLUS
Added the following i-charging unit:
blueberry FUSION
2024-10-01
Updated the Loop Infinity Flash
Revisions to layout and display of SCE Charge Ready Light Duty AC Chargers
2024-09-27
Added the Wevo Energy network
Added the following Lynkwell unit:
LW101-AC48 | Xlynk
Updated the Lynkwell network.
2024-09-25
Added the following PowerFlex Systems units:
EX-1193-M | IC 80A Gen2
W1-UC168-0MK1ER | IC 48A
W1-UC168-0ML1EP | IC 48A with POS
W1-UC168-0MF1FR | ADV+48A / SC48
2024-09-19
Added the following Ford Pro Charging unit:
FPC-AC0048ZC-### | Ford Pro AC Charging Station, 48A Series 2
Added the following Autel units:
Maxi UW19L002 | MaxiCharger AC Pro 80A
Maxi UW19C002 | MaxiCharger AC Pro 80A
Maxi UW19LJ02 | MaxiCharger AC 80A
Maxi UW19CJ02 | MaxiCharger AC 80A
Maxi UW19LB02 | MaxiCharger AC 80A
2024-09-19
Added the following EVCHRON units:
iM3C-09K6A
iM3C-11K5A
iM3C-15K6A
iM2C-19.2KA
EVCHRON Network
Added the ChargeLab network.
Added the following ABB unit:
A400 (formerly T400)
2024-09-18
Added the Portland General Electric equipment list.
Added the following FLO unit:
Ultra
2024-09-05
Updated the EVPassport unit:
Rosa
Added the following EVPassport units:
C6AM150XX
C6AM90XX
Updated the following Tellus Power units:
TP-EVPD-160kW
TP-EVPD-180kW
TP-EVPD-300kW
TP-EVPD-360kW
Updated the following Ford Pro Charging unit:
FPC-DC0120AA-U##
2024-09-04
Added the Wallbox unit:
DC Supernova
2024-08-28
Updated Power Electronics listings for ISO 15118 capability
Updated OpConnect listings for ISO 15118 capability
2024-08-27
Added the following Nidec units:
EVDIS-L360DAWM000 | DirectPowerPS Tower 360 Flagship
EVDIS-L300DAWM000 | DirectPowerPS Tower 300 Flagship
EVDIS-L240DAWM000 | DirectPowerPS Tower 240 Flagship
EVDIS-L180DAWM010 | DirectPowerPS Tower 180 Flagship
EVDIS-L120DAWM010 | DirectPowerPS Tower 120 Flagship
EVDIS-L360DFW00031 | DirectPowerPS Tower 360 Fleet
EVDIS-L300DFW00031 | DirectPowerPS Tower 300 Fleet
EVDIS-L240DFW00031 | DirectPowerPS Tower 240 Fleet
EVDIS-L180DFW00041 | DirectPowerPS Tower 180 Fleet
EVDIS-L120DFW00041 | DirectPowerPS Tower 120 Fleet
2024-08-23
Added the following Integra Energy units:
IEV-48SEL
IEV-80SEL
Added the following Espen units:
EVC/A48S
EVC/A48SX2
EVC/A80S
Added the Lincoln Electric unit:
Velion 150
2024-08-22
Added the following Integra Energy units:
IEV/D030/SXXX
IEV/D060/SXXX
IEV/D120/SXXX
IEV/D180/SXXX
IEV/D360/SXXX
2024-08-20
Added the Portland General Electric product list.
2024-08-15
Added the RAB Lighting unit:
EVC48
2024-08-13
Added the following Ford Pro Charging units:
DC Charging Station 120kW
DC Charging Station 240kW
Updated the following EVSE LLC units:
3703
3722
3704 REV G
3704-002 REV G
2024-08-09
Updated Tellus Power Buy America status for DCFC.
Updated all InCharge units.
Updated NEVI information for Blink unit:
TP5-120-480-2-300
2024-08-07
Added the ChargeSmart EV network
Added the following ChargeSmart EV units:
CSEV-AC-#P
CSEV-DC060
CSEV-DC080
CSEV-DC100
CSEV-DC120
CSEV-DC140
CSEV-DC160
CSEV-DC180
CSEV-DC200
CSEV-DC220
CSEV-DC240
2024-08-06
Updated the Nuvve unit:
JNT-EVD100/030
2024-08-02
Added the breezEV unit:
EVC-L2-P80-18-AP#
2024-08-01
Added the Nuvve unit:
JNT-EVD100/030
2024-07-30
Added the EVConnect network.
2024-07-25
Updated Livingston Energy Group listings to Lynkwell; branding changes
Added the Flipturn network
2024-07-24
Corrected some Autel fields in FE-xx
2024-07-23
Added PacifiCorp product list.
2024-07-22
Added Plugzio network
2024-07-19
Added tab for Salt River Project
Updated the INFO tab
Corrected Autel network to include FE-10B compliance
Updated the following ChargeTronix units:
TP-EVPD-30kW
TP-EVPD-60kW
TP-EVPD-120kW
TP-EVPD-180kW
TP-EVPD-240kW
TP-EVPD-360kW
Added the Loop Global EVS-FLASH-300-D01
2024-07-17
Updated the following Delta products:
HP
City
Updated the SK Signet Signet HP
Updated the following PowerPump products:
DC60
DC120
DC150
DC180
Added the following PowerPump products:
DC300
DC360
Added the Zerova DC90 (180kW)
Added the SWTCH Network
2024-07-16
Updated Autel Cloud listing
2024-07-12
Added two new Heliox units:
HE9823007-01 | Heliox 30kW
HE9823005-01 | Heliox 60kW
Updated a BTC Power unit:
L3A-180-480-###
Added the following BTC Power units:
HPCT3-###-480-# / HPCD7-500-###-01# | Gen4 Public Dispenser
EVP-2001-32-# | L2W-32-240-##-###
EVP-2002-32-# | L2P-32-240-##-###
EVP-2001-48-# | L2W-48-240-##-###
EVP-2002-48-# | L2P-48-240-##-###
EVP-2001-80-# | L2W-80-240-##-###
EVP-2002-80-# | L2P-80-240-##-###
Added two FractalEV units:
FR802C1DRNAJ
FR482C1DRNAJ
Added the following Eaton units:
GMDC50-CCS
GMDC50-CCSX2
GMDC75-CCSX2
GMDC100-CCSX2
GMDC125-CCSX2
GMDC150-CCS
GMDC150-CCSX2
2024-07-10
Updated Autel listing (corrections and updates to multiple models)
Updated Jule (eCAMION) listing (corrections and updates to multiple models)
2024-07-02
Updated IoTecha listings:
CCS-ACL2 / CCS-C80A
CCS-ACL2-40 / CCS-C40A
CCS-C80C
IoT.ON
2024-06-29
Added 2 new RAB Lighting, Inc. units:
EVC40
EVC32
2024-06-26
Added the following Espen models:
EVC/D360/S###
EVC/D120/S###
EVC/D180/S###
EVC/D060/S###
EVC/D030/S###
2024-06-20
Updated the PowerPump AC550
Added the PowerPump network
2024-06-17
Updated Zerova AX48
Added 3 i-charging units:
blueberry
blueberry PLUS
blueberry CLUSTER
2024-05-16
Updated FLO network information
Added four new Eaton units:
GMEV48CME1-WC |  | Green Motion Building Pro
GMEV48CMC1-WC |  | Green Motion Building Pro
GMEV80CME1-WC |  | Green Motion Fleet Pro
GMEV80CMC1-WC |  | Green Motion Fleet Pro
Updated Eaton network info
Added two CHAEVI units:
CV-3FD180P-IUL |  | SONIC
DCV-3FD180-ICN |  | DUOCONIC
Added the CHAEVI network
Updated Autel model information
Added a StarCharge unit
Triton
2024-05-14
Updated PowerFlex JT48
2024-05-01
Minor edits to SDG&E program description.
2024-05-01
Added a Ford Pro Charging unit:
80A Series 2
2024-04-29
Added a StarCharge unit:
Titan
2024-04-23
Added two OpConnect units:
IC80
SC80
2024-04-22
Added the Wallbox unit
Pulsar Pro 48A
Added the Plugzio unit
Cando L2
Added the Electric Era unit
PowerNode Charging Station
2024-04-17
Added the following Alpitronic units:
HYC400-1
HYC400-2
HYC400-3
HYC400-4
HYC50
2024-04-15
Updated EVSIS product information.
2024-04-08
Added the following SWTCH Energy products:
AX48
AX80
Updated the following SWTCH Energy products:
SWTCH Lite-On Platinum IC3 80A
SWTCH Lite-On Platinum SC3 80A
SWTCH Lite-On Platinum IC3
SWTCH Lite-On Platinum SC3
2024-04-04
Removed JuiceBar units (no longer in business)
Added Freewire Boost 150
Added StarCharge Artemis
2024-03-29
Added the following ABM eMobility models:
6AGC079381- DCWB22 C SP
6AGC107314 - DCWB22 CJ SP
6AGC081364 - DCWB22 C 3P
6AGC107315 - DCWB22 CJ 3P
6AGC107092 - T54HV C
6AGC108711 - T54HV C +CCR
6AGC08281 - T54HV CJ + CCR
6AGC085481 - T124 CC HC
6AGC112997 - T124 CC HC + CCR
6AGC085478 - T124 CJ HC
6AGC112949 - T124 CJ HC + CCR
6AGC112876 - T184 CC HC + CCR
6AGC100820 - T184 CC HC
6AGC101315 - T184 CJ HC
6AGC112873-T184 CJ HC + CCR
(2) 6AGC067632 - (2) 6AGC101327
(2) 6AGC067631 - (1) 6AGC101327
AC7L
AC7LC
AC19L
AC19L Exceed
2024-03-28
Added approved product lists for:
Oregon Department of Transportation
Massachusetts
San Diego Gas & Electric
2024-03-27
Updated the EVBox Iqon
Added EVBox Troniq Modular
2024-03-25
Updated EverCharge EV002 variants
2024-03-25
Updated status of all products for Open Charge Alliance OCPP certificates based on review of OCA certificate list.
2024-03-20
Updated FLO CoRe+ MAX
2024-03-08
Reconfigured vendor attestations for OCPP compliance
2024-03-06
Updated EVSIS units.
Corrections made to PGE attestation for BTCPower L3#-50-###-CS, EVPC-200, L3R-100-480; Enphase CS-80; and AmpUp Network.
2024-03-05
Included new criteria filters to show DCFC eligible for SCE Charge Ready Light Duty.
2024-03-04
Updated Autel, OpConnect, and FLO units.
2024-02-28
Added two new EvoCharge units:
EVO80-###-###
W1-1962-####
Updated FLO product listings.
2024-02-26
Added two new Blink units:
780 (40A)
880 (40A)
Modified Chargepoint CP60##-##A-## listing to three subunits:
CP60##X-40A-L##
CP60##X-50A-L##
CP60##X-80A-L##
Added the following Chargie units:
CH-L-48-PRA-1-18-32
CH-L-48-PRA-1-25-32
CH-L-48-PRAC-1-18-32
CH-L-48-PRAC-1-25-32
CH-L-48-PRACT-1-18-32
CH-L-48-PRACT-1-25-32
CH-L-48-PRAT-1-18-32
CH-L-48-PRAT-1-25-32
Added a Loop unit:
EVS-80A-L2-002-40
2024-02-23
Added Model Name to basic product information header.
· Adjusted text box sizes in basic product information header.
· Updated notes in the basic product information header to include AC-V2G and Adapters
· Added clarifying text to a number of criterion.
· Updated section 1 main label - [For all EVSE; Adapters as noted] to support Adapter evaluation
· 1-1(WR) - removed reference to UL 2231 (UL 2750 does not reference this document).
· 1-1(AD) - added; supporting vetting of adapters under UL 2252.
· 1-2D(AC) - added; supporting AC adapter evaluation under SAE J3400/1.
· 1-2E(DC) - added; supporting DC adapter evaluation under SAE J3400/1.
· 1-6 - added clarifying text in criterion description.
· Corrected label in section 2- (should be EVSE "Physical" instead of "Electrical").
· 2-2(WR) - updated note - UL 2750 does not specify a normal operation temperature range.
· 2-4 - added; some organizations want only hardwired installation of EVSE (and not cord and plug installation).
· 2-5 - added; supports requirement for fixed installation of EVSE.
· 2-6 - added; supports permanently attached charging cable criteria.
· 2-7A, B, C, D - added; warranty term - minimum x years (compromise across requests from multiple utilities); allows for selection of duration 1, 2, 3,or 5 years.
· 2-8 - added; identify if EVSE is intended for commercial application.
· 4-9 - added; criterion for customer support via telephone, email or web interface.
· FE-1C was incorrectly marked as "DC Only" - This has been corrected.
· FE-1A and FE-1C - corrected "Buy American" to "Buy America”.
· Added FE-22 for data collection requirement (we missed this in our first round).
· CA-1 through CA-11 - these were revised to include more detail and better references to pertinent California regulatory bodies.
· CA-8, CA-11 - corrected category list - these do not apply to Network Only vetting.
WA-1 - WA-7 - added applicable categories.
Merged in PG&E product list with appropriate criteria marked.
Updated Qualification Criteria List to reflect latest version of Product Checklist
2024-02-09
Added an Autel unit:
DC HiPower
2024-01-12
Added two new Eaton units:
GMEV40CIE1B-WC/ GMEV40CIC1B-WC
GMEV80CIE1B-WC/ GMEV80CIC1B-WC
Added an SK Signet unit:
FC200K-##-##
2024-01-11
Added four new Tellus Power units:
TP-V2G-60-480
TP-V2G-40-480
TP-V2G-30-480
TP-V2G-20-480
2024-01-10
Added two new StarCharge units:
Athena 60kW
Neptune 240kW
Updated one StarCharge unit:
Venus 30kW
2023-12-21
Updated the following Blink units:
630 Series
730 Series
780 (48A)
780 Series
880 (48A)
880 (80A)
01-0207-LTE (IQ 200 Advanced)
01-0207-LTE-40 (IQ 200 Advanced)
01-0205 (IQ 200 Smart)
01-0205-40 (IQ 200 Smart)
01-0202 (MQ 200)
Added two new Blink units:
748
848
Added a Loop unit:
EVS-80A-L2-001 (EV-Fleet)
Added the following InCharge units:
ICE-40 AC
ICE-80 AC
ICE 480
ICE CUBE 200kWh/200kW Battery Buffer
ICE-22 V2X Wallbox
ICE-44 V2X Wallbox
ICE-66 V2X Wallbox
2023-12-18
Added a Charge America unit:
MCS1200
Added the following Power Electronics units:
NBI0110SU
NBI01100U
NBI0850SU
NBI0850U
NBI065SU
NBI0650U
NBI040SU
NBI0400U
NBW300U
NBI0130SU
NBI01300U
Added the following Zerova units:
DDWU362T0T####_##
DDWU362V0T####_##
DDWU362V0V####_##
DDWU362V0K####_##
DDWU362V0U####_##
DDWU362U00####_##
DDWU362K00####_##
DDWU362G00####_##
DDWU362K0U####_##
DDWU362K0T####_##
DDWU362U0U####_##
DDWU362V00####_##
Added the Fermata network.
Added the following Gravity Electronics units:
GT-LLH500EX
GR-LH500CX
GT-LAV500EX
GT-LV500CX
GT-AV200XX
GT-AH200XX
Updated an ABB unit:
HVC150-C
Added three ABB units:
HVC200
HVC300
HVC360
2023-12-11
Added two ChargePoint units:
CPH50
CPE280-800-NA
CPE280-800-NA-FHWA
CPE280-800-NA-CHIP
Express Plus 2000 (EXPP-PL20##)
Express Plus 2000 (EXPP-PL20##-CHIP)
Express Plus 2000 (EXPP-PL20##-FHWA)
Updated the following Tritium unit:
RTM75
Added the following Tritium unit:
PKM150
2023-12-06
Updated ATG Electronics listings.
2023-11-16
Reclassified SemaConnect listings as Blink products to reflect vendor edit request.
Added two EVBolt listings:
Prestige 11
Prestige 19
Added the following Eaton listings:
GMEV80CMC1B-AA
GMEV80CMC1B-AB
GMEV80CMC1B-AC
GMEV80CME1B-AA
GMEV80CME1B-AB
GMEV80CME1B-AC
Updated the following Siemens listings:
SICHARGE UC150 P3REC100003602 (8EM40012AA101AA2)
VersiCharge 11.5kW 8EM1315-5CG14-1GF2, 8EM1315-5CG14-0GF0, 8EM1310-5CF14-0GA0, 8EM1310-5CF14-1GA2, 8EM1312-5CF18-0FA3
VersiCharge 9.6kW 8EM1310-4CF14-0GA0 8EM1310-4CF14-1GA2 8EM1312-4CF18-0FA3
8EM1310-4CF14-0GA0-40
2023-11-13
Added TECO-Westinghouse models:
AXLU111001 AX48
DOWU362
DSWU122
DSWU182
DSWU601
DSWU901
DWWU301 DW30
AXLU111001-40 AX48-40
AWLU770001 AW32
2023-11-01
Modified SCE filters to remove non ISO 15118 capable listings per state requirements.
2023-10-20
Added one Emporia product:
EMEVSE1
2023-10-17
Georgia Power Company added to organization list.
Added two EVSIS products:
JC-9A31-30-CT
JC-9932-100-CT (DC Charger 100kW)
2023-10-10
Added a Legrand product:
LNA-EVC1-48-SV1
2023-10-06
Updated Delta product listings.
2023-10-02
Updated Zerova product listings.
2023-09-25
Revised SCE custom criteria language to reflect updated program guidance
Updated SASD criteria to reflect updated SASD-compliant products
2023-08-31
Updated Chargie listings to reflect product changes.
Added the following Blink products:
TP5-30-480-1
TP5-60-480-2
TP5-120-480-2-300
TP5-180-480-2-300
2023-08-30
Added the following ChargeTronix products:
TP-EVPD-30kW
TP-EVPD-60kW
TP-EVPD-120kW
TP-EVPD-160kW
TP-EVPD-180kW
TP-EVPD-200kW
TP-EVPD-240kW
TP-EVPD-300kW
TP-EVPD-360kW
TP-EVVA-80A
UP160J-#MP-###
UP80J-#MP-###
Added a Lenz product:
EVSE W1 40 A
2023-08-24
Refined qualification criteria definitions following feedback from various vendors
Added new qualification criteria for Washington State requirements
Added new qualification criteria to reflect State Applicance Standards Database (SASD) requirement for multiple states
2023-08-18
Updated EnergyStar certification on Xcharge models:
C6AM150XX
C6AM90XX
2023-08-17
Added four new EVGateway models:
EGW-#C-32-#
EGW-#C-40-#
EGW-#C-48-#
EGW-EX-1193-#
Added eight new Chargie models:
CH-L-48-PRA-1-18
CH-L-48-PRA-1-25
CH-L-48-PRAC-1-18
CH-L-48-PRAC-1-25
CH-L-48-PRAT-1-18
CH-L-48-PRAT-1-25
CH-L-48-PRACT-1-18
CH-L-48-PRACT-1-25
2023-08-11
Added two new Jule (eCAMION) models:
Jule Jule-150
Jule Jule-300
Updated ChargePoint model listings
2023-08-10
Removed EVBox products at vendor request:
BusinessLine B2320-45###
BusinessLine B2320-D15###
BusinessLine B2323-45###
BusinessLine B2323-D15###
Elvi E2300-######
2023-08-04
Added new Jule (eCAMION) model:
Jule Jule-75
2023-07-06
Updated the following EvoCharge models:
EVO32-310-001
EVO32-310-002
EVO32-320-001
EVO32-320-002
Updated two BorgWarner products:
RES-DCVC125-480-V2G
RES-DCVC60-480-V2G
Updated one ChargePoint model:
CP60##X-80A-L7
Added two new XCharge products:
C6AM150XX
C6AM90XX
Updated 3 PowerFlex Systems models:
JNT-EVC10 (PF-JT48)
JNT-EVC10 (PF-JT48)-40
PF-DX
2023-07-05
Updated the following EVSE LLC products:
3703
3722
3704 REV G
3704-002 REV G
Added two new EO Charging models:
EA000-LE-BLK
EA000-LE-BLK-40
Added two new Heliox models:
HE9822019-01
HE9821003-01
2023-06-30
Updated Siemens products:
Ultra 175 - removed
Ultra 50 - removed
VersiCharge 9.6kW/ 8EM1310-4CF14-0GA0/ 8EM1310-4CF14-1GA2/ 8EM1312-4CF18-0FA3
VersiCharge 11.5kW/ 8EM1315-5CG14-1GF2/ 8EM1315-5CG14-0GF0/ 8EM1310-5CF14-0GA0/ 8EM1310-5CF14-1GA2/ 8EM1312-5CF18-0FA3
SICHARGE UC150 P3REC100003602 (8EM40012AA101AA2)
Updated a Wallbox product:
Pulsar Plus 40A/ PUP1-#-1-5-#-###
Updated the following TurnOnGreen Products:
EVP1100-W/CPEVAC-11KW-J17-W EVP1100-WG/CPEVAC-11KW-J17-WG CPEVAC-11KW-S18-#
EVP700-W/CPEVAC-7KW-J17-W/ EVP700-G/CPEVAC-7KW-J17-G CPEVAC-7KW-S17-#
FSP1200/CPEVDC-120KW-#
FSP300/CPEVDC-30KW-#
FSP600/CPEVDC-60KW-#
Updated the following Ford Pro Charging products:
FPC-AC0011ZC-U##
FPC-AC0019ZC-U##
FPC-DC0060AA-U##
FPC-DC0120AA-U##
2023-06-29
Revised 'SCE Charge Ready' tab to align with SCE program needs.
Added 2 new Delta Electronics models:
EVHU104UMAA05
EVHU104UHAA05
Revised one Noodoe product's details:
AC11P / AC11P Exceed
2023-06-23
Renamed Enphase - formerly ClipperCreek - products.
Renamed BorgWarner - formerly Rhombus - products.
Updated product information for the following Autel models:
AC W12-L-4G
AC W12-L-4G-40
UF####1-40
UF####101
UF060A3001
UF080A3001
UF100A3001
UF120A3001
UF140A4001
UF160A4001
UF180A4001
UF200A4001
UF220A4001
UF240A4001
Added a new Autel model: DC Compact:
UW040A2501
2023-06-15
Added tab for NEVI program filters.
2023-06-09
Significant rework of VPL file format. Removed macros for improved usability
2023-06-07
Added EVBolt products.
2023-06-02
Added 2 new Eaton products.
2023-05-23
Updated Epic Charging product information.
2023-05-19
Completed additional product vetting with ATG Electronics products. Added products back.
2023-05-17
Added 8 Proterra products.
2023-04-28
Updated Tellus Power product information.
Updated Freewire product information.
Updated Loop Global product information.
Updated Noodoe product information.
2023-04-14
Added two additional Tellus Power products.
2023-04-11
Updated EnergyStar certification for Cyber Switching products.
2023-04-10
Temporarily removed XCharge products to complete further vetting.
2023-04-07
Temporarily removed Incharge Energy and ATG Electronics products to complete further vetting.
Modified Tellus Power and SemaConnect products to reflect updated CTEP certification.
Added additional Blink products.
2023-04-05
Added the following new vendors: InCharge Energy, ATG Electronics, Inc., Noodoe, Eaton
Updated the following SCE vendors to match EPRI qualifications: Freewire, Tellus Power
2023-04-04
Updated criterion FE-1A, FE-1B, and FE-1C to reflect updated guidance released by FHWA.
2023-04-03
Updated visualization to match EVs2Scale branding.
2023-03-30
Significant changes to sheet layout. Switching over from letter-based organization to icon-based organization.
Added three new vendors' products: breezEV, Tellus Power, XCharge Energy.
2023-02-28
Revised sheet organization. No impact on sheet contents.
Added 'Revision History' sheet.
Consolidated information in sheets.
Various usability fixes.
2023-02-06
Minor issue with macros was corrected.
2023-02-03
Added macro based filtering capability and one-click filter buttons.
Added two products missed from initial SCE list transfer (V2G capable products were on an isolated tab): Nuvve
2023-01-13
List reorganized alphabetically.
Added these new vendors: Freewire
2023-01-11
First posted file using data transferred from Southern California Edison’s Approved Product List